## Proteomics Consumables
See main sections on the right
# | Item Description / Product Class | Qty or Est. Use | Manufacturer/ Supplier | Product Name/Description | Prod/Cat Num | Unit Count-Amount / Pkg Type | Last Proforma or Cat Price | Local Vendor | Comment
Sample Storage/Holding/ Reaction
1-1 | 0.5 ml polpropylene conical tube | 2000 ct | Fisher | Fisherbrand* Premium Microcentrifuge Tubes 0.5mL; Natural; 7.5 mm o.d. 30.5 mm len | 05-408-120 | 500 ct | 55
1-2 | 1.5 ml polypropylene conical tube | 2000 ct | Fisher | Fisherbrand* Premium Microcentrifuge Tubes 1.5mL; Natural; O.D. x L: 10.8 x 40.6mm | 05-408-129 | 500 ct | 57
1-3 | 1.5 ml polypropylene conical tube w/ locking lids |  | Fisher | Fisherbrand* Locking-Lid Microcentrifuge Tubes with Polypropylene Snap-Cap* | 02-681-284 | 500 ct | 44
1-4 | 15 ml polypropylene conical tubes, screw cap (nonsterile) | 1000 ct | Fisher | BD Falcon Blue Max Jr 15 ml graduated tubes (Falcon 352096), 6000 x g | 14-959-49B | 125 ct, 17 s 120 mm | 235
1-5 | 15 ml polystyrene conical tubes, screw cap (nonsterile) | 500 ct | Fisher | BD Falcon Blue Max Jr 15 ml graduated tubes (Falcon 352095), 1800 x g max | 05-527-90 | 125 ct, 17 s 120 mm
1-6 | 50 ml polypropylene conical tubes, screw cap (nonsterile) | 1000 ct | Fisher | Fisherbrand* Higher-Speed Easy Reader* Plastic Centrifuge Tubes | 06-443-20 | 500 ct, 25/rack | 250
1-7 | 5 ml PE hinged cap sample vials |  | Fisher | Fisherbrand PE Sample Vials w/ Hinged Cap | 03-338-1C | 100 ct, 15 x 50 mm | 96 |  | general purpose use
1-8 | cryotubes | 1 pk | Fisher | Nunc Extern. Threaded CryoTube Vials, 1.8 ml | 12-565-163N | 450/pk, 4 pk/cs | $305, $1071 |  | self-standing, round bottom
|  |  |  | Nunc Intern. Threaded CryoTube Vials, 1.8 ml | 12-565-170N | 500/pk, 4 pk/cs | $358, $1227 |  | with gasket
|  |  |  | USA Scientific CryoTube Vials, round 1.8 ml | 50820478 | 450/cs | 347 |  | self-standing, round, starfoot bottom
1-9 | cryotube storage box | 50 | Fisher | Fisherbrand* Cryo/Freezer Boxes | 03-395-464 | 1 ea, 100/cs | $9, $705
Liquid Transfer
2-1 | 0.2-1.3 ml pipet tips for Gilson Pipetman P-1000 | 3000 ct | Fisher |  | 22-023350 | 1000 ct bulk pack | 70
2-2 | 0-200 µl pipet tips for Gilson Pipetman P-20, P-100, P-200 | 5000 ct | Fisher | Fisherbrand Standardization Tips | 02-681-134 | 1000 ct bulk pack | 40 |  | 10 pack $300
2-3 | 0.1-10 µl pipet tips for Gilson Pipetman P-2 and P-10 |  | Fisher | Fisherbrand Low Retention Tips | 21-276A | 10 hinged racks w/96 tips each | 80 |  | almost 1000 tips
2-4 |  | 2000 ct |  |  | 02-681-427 | 500 ct bulk pack | 19 |  | 10 pack: $185
2-4 | GELoader® tips (Eppendorf style) |  | Sigma-Aldrich | Eppendorf® GELoader® tips | Z317047 | 1 pack (2 x 96 racked) | 117.92
|  |  | Fisher | Eppendorf Geloader Pipet Tips | 21-380-2M | case of 200 | 118
2-5 | Pasteur pipets, standard | 500 ct | Fisher | Fisherbrand Pasteur Pipets, 5.75 in | 22-042-816 | case of 250 | 34
[5 empty] | 22-183-624 | case of 1000 | 153
|  |  |  | disposable soda-lime glass, 5.75 in | 13-678-6A | 250 ct pack, 4 pk/cs | $30, 100
2-6 | Pasteur pipets, long | 250 ct | Fisher | Fisherbrand Pasteur Pipets, 9 in | 22-042-817 | case of 250 | 41
[5 empty] | 22-183-632 | case of 1000 | 206
|  |  |  | disposable soda-lime glass, 9 in | 13-678-6B | 250 ct pack, 4 pk/cs | $35, 116
2-7 | Rubber bulbs for Pasteur pipets | 1 pk | Sigma-Aldrich | Pasteur pipette rubber bulbs, 2 ml cap | Z111597 | pack of 12 | 17 euro
Tissue/Cell Extraction
3-1 | Liquid nitrogen
3-2 | Protease Inhibitor |  | Sigma |  | INHIB1 |  | 923.92
|  |  | AMRESCO |  | M221/2 |  |  | Zeydanli
|  | 1 | Roche | COMPLETE | 1697498 | 20 tablets | 250 | Tenay | local cat #4693116001
3-3 | AEBSF |  | AppliChem | AEBSF hydrochloride BioChemica | A1421 | 25, 100, 250, 500, 1000 mg |  |  | targets many serine proteases, less toxic thatn PMSF and DFP, 20 or 100 mM stock in H2O stable for 2 mon @ -20 or 1 week at 4C
3-4 | Amastatin |  | AppliChem |  | A3764 | 1, 5 mg |  |  | Aminopeptidase inhibitor at 1-10 uM; 1 Mm stock in MeOH stable at -20
3-5 | p-Aminobenzamidine |  | AppliChem | p-Aminobenzamidine dihydrochloride BioChemica | A2126 | 1, 5, 10 g |  |  | effective against serine protease (trypsin, plasmin, thrombin); 0.1 M (100X) stock in H2O
3-6 | e-Aminocaproic acid |  | AppliChem | e-Aminocaproic acid BioChemica | A2266 | 100, 250, 500 g |  |  | serine protease inhib at 1 mM
3-7 | Antipain |  | AppliChem | Antipain dihydrochloride BioChemica | A2129 | 5, 10, 25 mg |  |  | trypsin-like protease inhibitor at 10-50 ug/ml
3-8 | APMSF [CAS 74938-88-8 ] |  | AppliChem | APMSF hydrochloride BioChemica | A0998 | 10, 50, 100 mg |  |  | inhibitor of plasma serine proteases
3-9 | Aprotinin |  | AppliChem | Aprotinin BioChemica | A2132 | 10, 25, 100 mg |  |  | inhibits trypsin, chymotrypsin, kallikrein from different sources and plasmin
3-10 | Benzamidine |  | AppliChem | Benzamidine hydrochloride BioChemica | A1380 | 5, 10, 25 g |  |  | effective, competitive inhibitor of trypsin, thrombin, acrosin and plasmin
3-11 | Bestatin |  | AppliChem | Bestatin hydrochloride BioChemica | A2137 | 5, 10, 25 mg |  |  | competitive inhibitor of aminopeptidases
3-12 | Chymostatin |  | AppliChem | Chymostatin | A2144 | 5, 10, 25 mg |  |  | reversibly inhibits serine and cysteine proteases
3-13 | E-64 |  | AppliChem | E-64 | A2157 | 5, 10, 25 mg |  |  | irreversible inhibitor of different cysteine proteases
3-14 | EDTA | 1 kg | AppliChem | EDTA disodium salt dihydrate BioChemica | A1104 | 250, 500 g, 1, 5 kg
3-15 | EGTA |  | AppliChem | EGTA Molecular biology grade | A0878 | 5, 25, 100 g
3-16 | Leupeptin |  | AppliChem | Leupeptin hemisulfate | A2183 | 10, 25, 100 mg |  |  | reversible inhibitor of serine and cysteine proteases
3-17 | alpha 2 macroglobulin |  | AppliChem | alpha,2-Macroglobulin | A2186 | 1, 5 mg
3-18 | Pepstatin A |  | AppliChem | Pepstatin A | A2205 | 10, 25, 100 mg |  |  | strong inhibitor of acidic proteases
3-19 | 1,10-Phenanthroline |  | AppliChem | 1,10-Phenanthroline monohydrate | A3826 | 5, 10, 50, 100 g |  |  | complexes several metal ions (e. g. Fe and Ni); inhibitor of metalloprotases
3-20 | Phosphoramidon |  | AppliChem | Phosphoramidon disodium salt BioChemica | A2214 | 5, 10, 25 mg
3-21 | PMSF |  | AppliChem | PMSF BioChemica | A0999 | 5, 25, 100 g |  |  | irreversible inhibitor of serin-proteases like trypsin, chymotrypsin and cysteine proteases. Inhibition of cysteine proteases can be reversed with thiol reductants
3-22 | Trypsin inhibitor |  | AppliChem | Trypsin inhibitor from soybean > 10000 BAEE | A1441 | 250 mg, 1 and 5 g
3-23 | TLCK |  | AppliChem | N?-Tosyl-L-lysine chloromethyl ketone hydrochloride (TLCK) BioChemica | A1799 | 100, 250, 500 mg, 1 g
3-24 | TPCK |  | AppliChem | Tosyl-L-phenylalanine chloromethyl ketone (TPCK) | A1801 | 250, 500 mg, 1 g
3-25 | urea (CAS 57-13-6) | 1 kg | Sigma-Aldrich | for electr. | U6504-500G | 500 g | 202.5
[5 empty] | U6504-1KG | 1 kg | 338.92
|  |  | Bio-Rad |  | 161-0731 | 1 kg | 289
3-26 | thiourea (CAS 62-56-6) | 500 g | Sigma-Aldrich |  | T7875-1KG | 1 kg | 131.36
|  |  | AMRESCO |  | M226-500G | 500 g
|  |  | AppliChem |  | A3568.0500 | 500 g
3-27 | ampholytes pH 3-10 |  | Sigma |  | P1522-25ML | 25 ml
|  |  |  | Fluka | 39878 | 25 ml
|  |  | Bio-Rad | BioLyte 3-10 40% ampholytes | 163-1112 | 10 ml
|  |  |  | BioLyte 3-10 (100x) 20% ampholytes | 163-2094 | 1 ml
3-28 | CHAPS (CAS 75621-03-3) |  | Sigma-Aldrich | for electr. >= 98% (TLC) | C9426-1G | 1 g | 144.56
|  |  |  | BioChemika >= 98.0% (TLC) Fluka | 26680-1G | 1 g | 75.11
[5 empty] | 26680-5G | 5 g | 319.23
|  |  | Bio-Rad | Electrophoresis purity reagent | 161-0460 | 1 g | 195
|  |  | AppliChem | 98% | A1099.0005 | 5 g
|  |  | AMRESCO |  | 0465 | 50 g
3-29 | ASB-14 [CAS #216667-08-2] |  | Sigma-Aldrich |  | A1346-1G | 1 g | 40
3-30 | Sulfobetaine 8, N-Dodecyl-N,N-dimethyl-3-ammonio-1-propanesulfonate [CAS #14933-08-5] |  | AMRESCO | sulfobetaine 8 | J547-5G | 5 g
|  |  | Sigma-Aldrich | >= 98% (TLC) | D4516-5G | 5 g | 41.7
[5 empty] | D4516-25G | 25 g | 129
|  |  |  | SigmaUltra | D0431-5G | 5 g | 78.5
[5 empty] | D0431-25G | 25 g | 273
3-31 | SB 3-10 (sulfobetaine 3-10), 3-(Decyldimethylammonio)­propane­sulfonate inner salt [CAS #15163-36-7] |  | Sigma-Aldrich | Sigma | D4266-5G | 5g | 156.11
[5 empty] | D4266-25G | 25 g | 617.36
|  |  |  | purum >=97% (Fluka) | 30694-5G | 5 g | 179.73
[5 empty] | 30694-25G | 25 g | 762.19
|  |  | AMRESCO | sulfobetaine 10 | J548-10G | 10 g
3-32 | Sulfobetaine 12 [CAS #14933-08-5] |  | AMRESCO | sulfobetaine 12 | J550-10G | 10 g
3-33 | Zwittergent 3-16 [CAS #2281-11-0] |  | Sigma-Aldrich | 3-(N,N-Dimethylpalmitylammonio)propanesulfonate | H6883-5G | 5 g | 75.4 |  | good for in-situ digestion on NC or PVDF membranes
[5 empty] | H6883-25G | 25 g | 297.5
3-34 | Guanidine hydrochloride (CAS 50-01-1) |  | Sigma-Aldrich | 99+% | G4505-100G | 100 g
dithiothreitol (DTT) (see for electrophoresis: IEF)
3-35 | tributylphosphine (TBP) [CAS 998-40-3] |  | Sigma-Aldrich |  | T7567-10VL | 10 vial pack | 173.54
3-36 | tris(2-carboxyethyl)phosphine (TCEP) [CAS 51805-45-9] |  | Pierce
iodoacetamide (see for electrophoresis IEF)
3-37 | Triton X-100 [CAS 9002-93-1] | 100 ml | Sigma-Aldrich |  | T9284-100ML | 100 ml bottle | 70
3-38 | Brij 56 [CAS 9004-95-9] |  | Sigma-Aldrich |  | P5759G-100G | 100 g | 25
3-39 | Extraction Kits/Systems |  | Sigma-Aldrich | ProteoPrep Universal Extraction Kit | PROT-TWO | 1 kit |  |  | makes soluble and membrane fractions
|  |  | Bio-Rad | ReadyPrep Total Protein extraction | 163-2086 | 1 kit | 100 |  | makes one fractions; 20 preparations
Protein Purification/Enrichment Systems/Media
4-1 | Serum Albumin and Immunoglobulin Depletion |  | Sigma-Aldrich | ProteoPrep Blue Albumin & IgG Depletion Kit | PROT-BA | 1 kit | 365.5 |  | 25 samples of 25-100 µl human serum processed
|  |  |  | ProteoPrep Immunoaffinity Albumin & IgG Depletion Kit for 2DGE or LC | PROT-IA | 1 kit | 414 |  | higher capacity, 10 immunoaffinity columns. each 50 µl serum
Chromatography
5-1 | polyethylene tubing |  | Fisher | Braintree Sci PE tubing (PE100: 20 ga needle) | NC9096331 | 36 ft | 11
|  |  |  | Braintree Sci PE tubing (PE60: 22 ga needle) | NC9216434 | 36 ft | 11
5-2 | collection/fractionation tubes, polypropylene, 12x75 mm |  | Fisher | Fisherbrand* Nonsterile Plastic Tubes | 14-959-16A | 1000/cs
5-3 | collection/fractionation tubes, polypropylene, 13x100 mm |  | Fisher | Fisherbrand* Nonsterile Plastic Tubes | 14-956-7A | 1000/cs | 130
5-4 | collection/fractionation tubes, borosilicate glass, 12x75 mm | 2 | Fisher | Kimax* Disposable Glass Tubes | 03-341-1 | 1000/cs | 86
5-5 | collection/fractionation tubes, borosilicate glass, 13x100 mm | 2 | Fisher | Kimax* Disposable Glass Tubes | 03-341-3 | 1000/cs | 95
5-6 | Blue Dextran [CAS #87915-38-6] |  | Sigma-Aldrich | void volume marker | D5751 | 1, 5, 10 G | $40, 138, 200
5-7 | anion-exchange |  | Bio-Rad | UNO Q-1 | 720-0001
|  |  |  | UNO Q-6 | 720-0003
|  |  |  | UNO Q-12 | 720-0005
|  |  | Sigma-Aldrich | DEAE-Sephadex A-25, chloride form [CAS 12609-80-2] | A25120 | 10, 50, 100, 500 g | $60, 242, 366, 1405 |  | 40-125 um part, ~30 kDa exclusion, 3-4 mEq/g
|  |  |  | QAE-Sephadex A-25 chloride [CAS 52219-08-6] | Q25120 | 10, 50, 100 g | $94, 273, 469 |  | 40-125 um part, ~30 kDa exclusion, 2,6-3.4 mEq/g
|  |  |  | QAE-Sephadex A-50 chloride [CAS 83382-89-2] | Q50120 | 10, 50, 100 g | $127, 371, 638 |  | 40-125 um part, ~200 kDa exclusion, 2,6-3.4 mEq/g
5-8 | cation-exchange |  | Bio-Rad | UNO S-1 | 720-0021
|  |  |  | UNO S-6 | 720-0023
|  |  |  | UNO S-12 | 720-0025
|  |  | Sigma-Aldrich | CM-Sephadex C-25 [CAS 62886-59-3] | C25120 | 10, 50, 100 g | $63, 184, 315 |  | 40-125 um part, ~30 kDa exclusion, 4-5 mEq/g
|  |  |  | CM-Sephadex C-50 [CAS 9047-08-9] | C50120 | 10, 50, 100 g | $54, 204, 351 |  | 40-125 um part, ~200 kDa exclusion, 4-5 mEq/g
|  |  |  | SP-Sephadex C-50 sodium form [CAS 61374-06-9] | SPC50120 | 10, 50 g | $57, 196 |  | 40-125 um part, ~200 kDa exclusion, 2.0-2.6 mEq/g
5-9 | Hydrophobic Interaction (HIC) media |  | Bio-Rad | Macro-Prep Methyl HIC support | 156-0080 | 100 ml
[5 empty] | 156-0081 | 500 ml
[5 empty] | 156-0082 | 5 L
[5 empty] | 156-0083 | 10 L
[5 empty] | 158-0080 | 25 ml
|  |  |  | Macro-Prep t-Butyl HIC support | 156-0090 | 100 ml
[5 empty] | 156-0091 | 500 ml
[5 empty] | 156-0092 | 5 L
[5 empty] | 156-0093 | 10 L
[5 empty] | 158-0090 | 25 ml
5-10 | octyl affinity |  | Sigma-Aldrich | octyl-agarose | O6127 | 10, 50 ml | 70, 268 euro |  | 3-5 mg/ml lactoglobulin binding
5-11 | phenyl affinity column |  | Sigma-Aldrich | Phenyl-Agarose | P8901 | 50, 100 ml | 450, 814 euro |  | 20-50 mg HSA per ml gel
|  |  |  | Phenyl-Agarose | P3693 | 50 ml | 341 euro |  | 10-25 mg beta-lactog/ml gel, >= humseralb
|  |  |  | Phenyl-Sepharose 6FF | P2459 | 50, 200 ml | 202, 612 euro
|  |  |  | Phenyl-Sepharose 6FF | P2334 | 50, 200 ml | 198, 565 euro |  | 14 mg BSA/ml gel, low binding
|  |  |  | Phenyl-Sepharose CL-4B | P7892 | 10, 50 ml | $48, 150 |  | 45-165 um particle, 15-20 mg/ml HSA binding, 3-5 mg/ml beta-lactoglob binding
5-12 | w-aminohexyl affinity |  | Sigma-Aldrich | w-aminohexyl Sepharose 4B | A2419 | 50 ml | 525 euro
|  |  |  | w-aminohexyl agarose | A6017 | 10, 50, 100 ml | 163, 653, 978 euro
5-13 | Size Exclusion / Gel Filtration / Molecular Sieving |  | Sigma-Aldrich | Sephadex G-25 (coarse) 100-300 um particle; 4-6 ml/g | G25300 | 10, 50, 100, 500 G | $65, 191, 327 |  | protein fractionation range: 1000-5000 Da used particularly in cleaning up after chem deglycosylation
|  |  |  | Sephadex G-25 (medium) 50-150 um part, 4-6 ml/g | G25150 | 10, 50, 100, 500 G | $65, 228, 301
|  |  |  | Sephadex G-25 (fine) 20-80 um part, 4-6 ml/g | G2580 | 10, 50, 100, 500 G | $61, 216, 301
|  |  |  | Sephadex G-25 (superfine) 20-50 um part, 4-6 ml/g | G2550 | 10, 50, 100 G | $52, 237, 408
|  |  |  | molec biol grade (not Dnases/Rnases) 20-50 um part, 4-6 ml/g | S5772 | 25, 100 G | $131, 393
|  |  | Bio-Rad | Bio-Gel A-1.5 m, fine | 151-0450 | 500 ml |  |  | range MW 10-1500 kDa, pH 4-13, temp from 2-30 deg, used for antibodies and aggregates
|  |  |  | Bio-Gel P-6DG | 150-0738 | 100 g |  |  | 1000-6000 Da range
|  |  |  | Bio-Gel P-6DG | 150-0739 | 1 kg |  |  | 1000-6000 Da range
|  |  |  | Bio-Gel P-2, fine | 150-4114 | 100 g |  |  | 100-1800 Da range
[5 empty] | 150-4115 | 500 g |  |  | 100-1800 Da range
|  |  |  | Bio-Gel P-2, extra fine | 150-4118 | 100 g |  |  | 100-1800 Da range
|  |  |  | Bio-Gel P-4 Gel, medium | 150-4120 | 100 g |  |  | 800-4000 Da range
|  |  |  | Bio-Gel P-4 Gel, fine | 150-4124 | 100 g |  |  | 800-4000 Da range
|  |  |  | Bio-Gel P-4 Gel, extra fine | 150-4128 | 100 g |  |  | 800-4000 Da range
|  |  |  | Bio-Gel P-6 Gel, medium | 150-4130 | 100 g |  |  | 1000-6000 Da range
|  |  |  | Bio-Gel P-6 Gel, fine | 150-4134 | 100 g |  |  | 1000-6000 Da range
|  |  |  | Bio-Gel P-6 Gel, extra fine | 150-4138 | 100 g |  |  | 1000-6000 Da range
|  |  |  | Bio-Gel P-10 Gel, medium | 150-4140 | 100 g |  |  | 1500-20,000 Da range
|  |  |  | Bio-Gel P-10 Gel, fine | 150-4144 | 100 g |  |  | 1500-20,000 Da range
|  |  |  | Bio-Gel P-30 Gel, medium | 150-4150 | 100 g |  |  | 2500-40,000 Da range
|  |  |  | Bio-Gel P-30 Gel, fine | 150-4154 | 100 g |  |  | 2500-40,000 Da range
|  |  |  | Bio-Gel P-60 Gel, medium | 150-4160 | 100 g |  |  | 3000-60,000 Da range
|  |  |  | Bio-Gel P-60 Gel, fine | 150-4164 | 100 g |  |  | 3000-60,000 Da range
|  |  |  | Bio-Gel P-100 Gel, medium | 150-4170 | 100 g |  |  | 5000-100,000 Da range
|  |  |  | Bio-Gel P-100 Gel, fine | 150-4174 | 100 g |  |  | 5000-100,000 Da range
|  |  | Pall Corp. | Ultrogel AcA 202 | 24892-010 | 1000 ml |  |  | 1-15 kDa, excl limit=22 kDa
|  |  | Sigma-Aldrich | Ultrogel AcA 54 | U8628 | 250 ml | 430 euro |  | 5-70 kDa, excl limit=90 kDa
|  |  | Pall Corp. |  | 23019-011 | 1000 ml
|  |  | Sigma-Aldrich | Ultrogel AcA 44 | U8753 | 250, 1000 ml | 430, 1185 euro |  | 10-130 kDa, excl limit=200 kDa
|  |  | Pall Corp. |  | 23022-015 | 1000 ml
|  |  | Sigma-Aldrich | Ultrogel AcA 34 | U8878 | 250, 1000 ml | 421, 1165 euro |  | 20-350 kDa, excl limit=750 kDa
|  |  | Pall Corp. |  | 23015-019 | 1000 ml
|  |  | Sigma-Aldrich | Ultrogel A4 | U0507 | 100 ml | 237 euro |  | 55-9000 kDa, excl limit=20,000 kDa
|  |  | Sigma-Aldrich | Ultrogel A2 | U0382 | 500 ml | 885 euro |  | 120-25,000 kDa, excl limit 55,000 kDa
|  |  | Pall Corp. | Ultrogel AcA 22 | 23013-014 | 1000 ml |  |  | 100-1200 kDa, excl limit=3000 kDa
|  |  | Sigma-Aldrich | Trisacryl GF05 | T3402 | 1000 ml | 1790 euro |  | 200 - 2500 Da, excl limit 3000 Da
|  |  |  | Trisacryl GF05 LS |  |  |  |  | 200 - 2500 Da, excl limit 3000 Da
|  |  |  | Trisacryl GF2000 M |  |  |  |  | 10 - 15,000 kDa, excl limit=20,000 kDa
|  |  |  | Trisacryl GF2000 LS |  |  |  |  | 10 - 15,000 kDa, excl limit=20,000 kDa
|  |  | Sigma-Aldrich | Superose 12, prep grade [CAS 97599-42-3] | S9514 | 1 ct, 20-40 um | 431 |  | 1000-300,000 Da range
|  |  | Fisher | Superose 6 PC 3.2/30 | 45-000-125 |  | 1780 |  | GEHCLS 17067301
|  |  |  | Superose 12 PC 3.2/30 | 45-000-126 |  | 1780 |  | GEHCLS 17067401
Superose 6 10/300 GL
Superose 12 10/300 GL
5-14 | glass wool |  | Sigma-Aldrich | glass wool for laboratory use | 18421 | 500 g | 96
[5 empty] | 18422 | 1, 6x1 kg | $88, 424
[5 empty] | 18423 | 5 kg | 375
Special Chromaotgraphy (Affinity)
| CNBr-Activated Sepharose 4B [CAS 68987-32-6] |  | Sigma-Aldrich | Cyanogen Bromide-Activated Sepharose 4B | C9142 | 1 g, 5 g, 15 g | 48.20, 173.20, 550.50 euro
| CNBr-Activated Sepharose 6MB [CAS 68987-32-6] |  | Sigma-Aldrich | Cyanogen Bromide-Activated Sepharose 6MB | C9267 | 5 g | 212.20 euro
| CNBr-Activated Sepharose 4FF [CAS 68987-32-6] |  | Sigma-Aldrich | Cyanogen Bromide-Activated Sepharose 4 Fast Flow | C5338 | 1 g, 5 g, 10 g | 64.80, 203,10, 334.80 euro
| NBS-Activated CH-Sepharose 4B |  | Sigma-Aldrich | Activated CH-Sepharose 4B | A9019 | 5 g and 15 g | 375 euro, 823 euro |  | NBS-activated, 6-aminohexanoic acid- coupled Sepharose 4B
| Epoxy-Activated Sepharose 6B |  | Sigma-Aldrich | Epoxy-Activated CH-Sepharose 6B | E6754 | 5 g, 15 g | 362 euro, 785 euro |  | epoxy-activated Sepharose 6B
| Cibachron Blue F3GA affinity [other names: Affi-Gel Blue, Procion Blue HB, Reactive Blue 2] |  | Bio-Rad | Affi-Gel Blue Gel, 50-100 mesh | 153-7301 | 100 ml |  |  | albumin removal
|  |  |  | Affi-Gel Blue Gel, 100-200 mesh | 153-7302 | 100 ml |  |  | enzyme purifcation
|  |  | Pall Corp. | Blue Trisacryl M Aff. chrom. Sorbent | 25896-051 | 5 ml |  |  | 40-80 um particle HSA binds @ 10-15 mg/ml
[5 empty] | 25896-045 | 25 ml
[5 empty] | 25896-010 | 100 ml
[5 empty] | 25896-028 | 1000 ml
|  |  | MP Biomedicals | Cibracron Blue-Agarose | 0219126301 | 1 ml
|  |  |  | Cibracron Blue-Agarose | 0219126310 | 10 ml
|  |  | GE Healthcare Life Sci | Blue Sepharose 6 Fast Flow | 17-0948-01 | 50 ml
|  |  | Sigma-Aldrich | Blue Sepharose CL-6B | R9903 | 5, 10, 50 ml
| biotin affinity |  | Sigma-Aldrich | biotin-agarose suspended in PBS | B0519 | 5, 25 ml | 260, 1040 euro |  | >30 mg (2-6 umol) avidin / ml packed resin
| cellulose-binding domain + protein L |  | Sigma-Aldrich | CBinD™ L | 34431 | 1, 5 ml | 131, 509 euro |  | bind/purify Igs and Ig fragments (Fab, scFv)
| D-mannose affinity |  | Sigma-Aldrich | D-mannose agarose | M6400 | 5, 10, 25 ml | 311, 575, 1225 euro |  | binds 50-70 mg concanavlin A per ml gel
| nickel affnity |  | Sigma-Aldrich | HIS-Select® Nickel Affinity Gel | P6611 | 5, 25, 100, 500 ml | 82, 292, 883 euro
| immobilized metal affinity chromatography (IMAC) |  | Sigma-Aldrich | IMAC-Select Affinity Gel | I1408 | 5, 25, 100 ml | 111, 356, 1260 euro |  | charge 2-3 vol with 10 mg/ml metal, use with His-tagged recombinant proteins
Common Inorganic and Organic Biochemicals
4-1 | sodium chloride [CAS 7647-14-5] | 2 kg | Fisher | sodium chloride (cryst, cert ACS) | S271-1 | 1 kg
[5 empty] | S271-500 | 500 g
4-2 | potassium chloride [CAS 7447-40-7] | 1 kg | Sigma-Aldrich | potassium chloride, ACS reag 99-100.5% | P3911 | 500 g, 1, 2.5, 5 kg | $40, 76, 114, 281
4-3 | phosphoric acid [CAS 7664-38-2] | 2-3 L | Fisher | o-phosphoric acid, 85% (cert ACS) | A242-1 | 1 L
[5 empty] | A242-212 | 2.5 L glass
4-4 | potassium hydroxide [CAS 1310-58-3] | 1 kg | Fisher | potassium hydroxide pellets cert ACS >=85% | P250-1 | 1 kg
[5 empty] | P250-500 | 500 g
4-5 | sodium hydroxide [CAS 1310-73-2] | 1 kg | Fisher | sodium hydroxide pellets cert ACS | S318-1 | 1 kg
4-6 | ammonium hydroxide [CAS 1336-21-6] |  | Sigma-Aldrich | ammonium hydroxide soln, ACS, 28-30% | 320145 | 0.5, 1, 2.5 L | 31, 56, 118 euro
[5 empty] | 221228 | 0.5, 1, 2.5 L | 20, 28, 49 euro
4-6 | maleic acid [CAS 110-16-7] |  | Fisher | Maleic Acid (Reagent), Fisher Chemical | O3417-500 | 500 g | 113
4-7 | magnesium chloride (MgCl2) CAS [7791-18-6] FW=203.30 | 100 g | Fisher Chemical | magnesium chloride hexahydrate (MgCl2 6H2O) | M33-500 | 500 g | 101.67 |  | certified ACS, crystalline
[5 empty] | M33-3 | 3 kg | 396.03
|  |  | Thermo Sci Fisher | Magnesium chloride hexahydrate | AC41341-5000 | 500 g | 38.9 |  | 99+%, ACS Reagent
|  |  | Fisher Bioreagents | Magnesium chloride hexahydrate | BP214-500 | 500 g | 42.28 |  | >=99%
|  |  | Mallinckrodt Baker (via Fisher) | Magnesium Chloride ACS AR Crystal | MK5958125 | 125 g | 42.27
|  |  | Sigma-Aldrich | Magnesium chloride hexahydrate | M9272-100G | 100 g | 22.6 |  | ACS reagent
[5 empty] | M9272-500G | 500 g | 51.6
[5 empty] | 31413-500G | 500 g | 43.1 |  | puriss., p.a., ACD reagent
| ammonium acetate [CAS 631-61-8] |  | Sigma-Aldrich | 99.999% trace metals basis | 372331 | 10 g | 42.32
| ammonium nitrate [CAS 6484-52-2] |  | Sigma-Aldrich | 99.999% trace metals basis | 256064 | 25 g | 80.5
| lithium acetate 2 H2O [CAS 6108-17-4] |  | Sigma-Aldrich | 99.999% trace metals basis | 450189 | 5 g | 29.12 |  | G1P1
| lithium nitrate [CAS 7790-69-4] |  | Sigma-Aldrich |  | 229741 | 5 g | 45.7 |  | G1P2
| sodium acetate [CAS 127-09-3] |  | Sigma-Aldrich | TraceSELECT, ≥99.999% (metals basis), anhydrous | 59929 | 25 g | 43.02 |  | G1P2
| sodium nitrate [CAS 7631-99-4] |  | Sigma-Aldrich | TraceSELECT®, ?99.999% (metals basis) | 71752 | 25G | 41.8 |  | G1P3
| potassium acetate [CAS 127-08-2] |  | Sigma-Aldrich | 99.98% trace metals basis, ~100 ppm Rb, <50 ppm Cs | 255785 | 5 g | 38.62 |  | G1P3
| potassium nitrate [CAS 7757-79-1] |  | Sigma-Aldrich | 99.999% trace metals basis | 542040 | 10 g | 35 |  | G1P4
| cesium acetate [CAS 3396-11-0] |  | Sigma-Aldrich | ≥99.99% trace metals basis | 450154 | 25 g | 99.62 |  | G1P5
| cesium nitrate [CAS 7789-18-6] |  | Sigma-Aldrich | 99.999% trace metals basis | 203041 | 10 g | 72.2 |  | G1P6
| rubidium acetate [CAS 563-67-7] |  | Sigma-Aldrich | ≥99.8% trace metals basis | 289302 |  |  |  | G1P4
| rubidium nitrate [CAS 13126-12-0] |  | Sigma-Aldrich | 99.99% trace metals basis | 204269 | 1 g | 36.1 |  | G1P5
| magnesium acetate 4 H2O [CAS 16674-78-5] |  | Sigma-Aldrich | 99.999% trace metals basis | 229768 | 10 g | 59.02 |  | G2P2
| magnesium nitrate 6 H2O [CAS 13446-18-9] |  | Sigma-Aldrich | 99.999% trace metals basis | 203696 | 10 g | 40 |  | G2P3
| calcium acetate hydrate [CAS 114460-21-8] |  | Sigma-Aldrich | 99.99% trace metals basis | 379964 | 5 g | 66.12 |  | G2P3
| calcium nitrate hydrate [CAS 35054-52-5] |  | Sigma-Aldrich | 99.997% trace metals basis | 202967 | 10 g | 51.7 |  | G2P4
| chromium (III) nitrate 9 H2O [CAS 7789-02-8] |  | Sigma-Aldrich | ≥99.99% trace metals basis | 379972 | 5 g | 44.3 |  | G6P4
| molybdenum(VI) oxide [CAS 1313-27-5] |  | Sigma-Aldrich | 99.99% trace metals basis | 203815 | 5 g | 43.7 |  | G6P5
| manganese(II) acetate 4 H2O [CAS 6156-78-1] |  | Sigma-Aldrich | 99.99% trace metals basis | 229776 | 50 g | 106.02 |  | G7P3
| manganese(II) nitrate hydrate [CAS 15710-66-4] |  | Sigma-Aldrich | 99.99% trace metals basis | 203742 | 25 g | 107 |  | G7P4
| iron(II) acetate [CAS 3094-87-9] |  | Sigma-Aldrich | 99.995% trace metals basis | 517933 | 5 g | 70.22 |  | G8P3
| Iron(III) nitrate 9 H2O [CAS 7782-61-8] |  | Sigma-Aldrich | 99.99% trace metals basis | 254223 | 10 g | 39.7 |  | G8P4
| cobalt(II) acetate 4 H2O [CAS 6147-53-1] |  | Sigma-Aldrich | 99.999% trace metals basis | 437875 | 1 g | 24.42 |  | G9P3
| cobalt(II) nitrate 6 H2O [CAS 10026-22-9] |  | Sigma-Aldrich | 99.999% trace metals basis | 203106 | 10 g | 86.7 |  | G9P4
| nickel(II) acetate 4 H2O [CAS 6018-89-9] |  | Sigma-Aldrich | 99.998% trace metals basis | 379883 | 10 g | 54.92 |  | G10P3
| nickel(II) nitrate 6 H2O |  | Sigma-Aldrich | 99.999% trace metals basis | 203874 | 20 g | 37.7 |  | G10P4
| copper(II) acetate [CAS 142-71-2] |  | Sigma-Aldrich | 99.999% trace metals basis | 517453 | 5 g | 78.02 |  | G11P3
| copper(II) nitrate hydrate [CAS 13778-31-9] |  | Sigma-Aldrich | 99.999% trace metals basis | 229636 | 5 g | 22.62 |  | G11P4
| silver acetate [CAS 563-63-3] |  | Sigma-Aldrich | 99.99% trace metals basis | 204374 | 10 g | 89.12 |  | G11P4
| silver nitrate [CAS 7761-88-8] |  | Sigma-Aldrich | 99.9999% trace metals basis | 204390 | 1 g | 21.02 |  | G11P5
| zinc acetate [CAS 557-34-6] |  | Sigma-Aldrich | 99.99% trace metals basis | 383317 | 25 g | 52.02 |  | G12P2
| zinc chloride [CAS 7646-85-7] |  | Sigma-Aldrich | 99.999% trace metals basis | 229997 | 10 g | 82.62 |  | G12P3
| zinc nitrate hydrate [CAS 13778-30-8] |  | Sigma-Aldrich | 99.999% trace metals basis | 230006 | 25 g | 87.12 |  | G12P4
| cadmium acetate hydrate [CAS89759-80-8] |  | Sigma-Aldrich | ≥99.99% trace metals basis | 229490 | 5 g | 53.12 |  | G12P4
| cadmium nitrate [CAS 10022-68-1] |  | Sigma-Aldrich | 99.999% trace metals basis | 229520 | 10 g | 54.92 |  | G12P5
| mercury(II) acetate [CAS 1600-27-7] |  | Sigma-Aldrich | 99.999% trace metals basis | 456012 | 25 g | 94.9 |  | G12P5
| mercury(II) nitrate monohydrate [CAS 7783-34-8] |  | Sigma-Aldrich | ≥99.99% trace metals basis | 516953 | 10 g | 105.52 |  | G12P6
| sodium hypochlorite [CAS 7681-52-9] |  | Sigma-Aldrich | NaOCl solution, reagent grade, 4.00-4.99% | 239305 | 500 ml | 59 euro
Protein Quantitation/Assay
5-1 | Bradford (acidic Coomassie G250) assays | 1 | Sigma-Aldrich | Bradford Reagent | B6916-500ML | 500 ml | 67.2 |  | 1x ready to use (no dilution)
Bio-Rad
5-2 | Lowry-type Assays |  | Bio-Rad | RC DC Protein Assay kit | 500-0122 | 1 kit | 770 YTL |  | 500 assays
|  |  | Thermo Scientific | Pierce Bicinchoninic Acid (BCA) assay | 23225 | 1 L kit (see comment) |  |  | 500 tube assays, 5000 microplate assays
[5 empty] | 23227 | 500 mL kit (see comment) |  |  | 250 tube assays, 2500 microplate assays
5-3 | disposable spectrophotometer cuvettes, polystyrene |  | USA Scientific | Polystyrene cuvette, 1.5 ml | 9090-0460 | 1000 ct |  |  | 10 trays of 100 ct
|  |  | Globe Scientific | Spectrophot. Cuvette, Micro (PS) | 112137 | 500 ct |  |  | 5 trays of 100 ct/tray
|  |  | BRAND Scientific | Cuvette, PS, semi-micro | 759075D | 500 ct | 77.4
[5 empty] | 759076D | 100 ct | 17.6
|  |  | Fisher Scientific | Fisherbrand Disp. Cuvets, SemiMicro 1.5 ml | 14-955-127 | 500 ct | 140
5-4 | bovine serum albumin (protein assay standard) |  | Thermo Scientific (Pierce) | Bovine Serum Albumin Standard (2 mg/ml) | 23209 | 10 x 1 ml ampules
[5 empty] | 23210 | 50 ml bottle
|  |  | G Biosciences | Bovine Serum Albumin Standard (2 mg/ml) | 786-006 | 2 x 5 ml
|  |  | Bio-Rad | Protein Standard II (BSA) | 500-0007 | (see comment) |  |  | makes 20 ml of 1.4 +/- 0.2 mg/ml BSA
|  |  |  | Protein Standard I (bovine gamma globulin) | 500-0005 | (see comment) |  |  | makes 20 ml of 1.4 +/- 0.2 mg/ml solution
|  |  |  | QuickStart | 500-0206 | 5 x 2 ml of 2 mg/ml BSA
|  |  | Fisher Sci | TS-Pierce Bovine Serum Albumin Standards | PI-23210 | 50 ml bottle
[5 empty] | PI-23209 | 10 x 1 ml ampules
|  |  | Fermentas | Bovine Serum Albumin Std Set, ready-to-use | R1281 | 4 x 1 ml
|  |  | Sigma-Aldrich (Fluka) | Protein Standard (BSA, 2 mg/ml) | P0834 | 2 mg amp (reconst 1 ml) |  |  | in 0.9% NaCl + 0.05% Na azide
|  |  |  | Protein micro standard | P0914-5AMP | 1 mg/amp (reconst 1 ml) |  |  | contains 0.15 M NaCl + 0.05% Na azide
[5 empty] | P0914-10AMP | 1 mg/amp (reconst 1 ml) |  |  | contains 0.15 M NaCl + 0.05% Na azide
Protein/Sample Precipitation
6-1 | Trichloroacetic acid (TCA) (see TCA for fixation in electrophoresis below) |  | Sigma-Aldrich | ACS reagent, >=99.0% | T6399-250G | 250 g | 44.3
[5 empty] | T6399-500G | 500 g | 81.9
[5 empty] | T6399-1KG | 1 kg | 149
|  |  |  | puriss. p.a., ACS reagent, >=99.5% (Riedel-de Haën) | 33731-100G | 100 g | 15.2
[5 empty] | 33731-500G | 500 g | 49.7
[5 empty] | 33731-1KG | 1 kg | 82.1
|  |  | ApplicChem |  | A1431.0250 | 250 g
6-2 | acetone |  | Merck |  | 100013.2500 | 2.5 L | 17.63
6-3 | sodium deoxycholate (when protein dilute for TCA pptn) |  | Sigma-Aldrich |  | D6750-25G | 25 g | 87.40 YTL
Protein / Sample Concentration / Dialysis / Diafiltration / Ultrafiltration
7-1 | Centrifugal ultrafilter, 2 kDa MWCO |  | Sartorius/Stedim | Vivaspin 2 Hydrosart memb 2000MWCO, 2 ml | VS02H91, VS02H92 | 25, 100 ct |  |  | range: 0.4-2 ml
7-2 | Centrifugal ultrafilter, 3 kDa MWCO |  | Fisher/Millipore | Centricon Ultracel YM-3 CFU (8 ct) | 4240
|  |  |  | Microcon YM-3 CFU (8 ct) | 4241
|  |  |  | Microcon YM-3 CFU (24 ct) | 4242AM
|  |  | Sartorius/Stedim | Vivaspin 500 PES memb 3000MWCO, 0.5 ml | VS0191, VS0192 | 25, 100 ct |  |  | range: 100-500 ul
|  |  |  | Vivaspin 2 PES memb 3000MWCO, 2 ml | VS0291, VS0292 | 25, 100 ct |  |  | range: 0.4-2 ml
7-3 | Centrifugal ultrafilter, 5 kDa MWCO |  | Sartorius/Stedim | Vivaspin 500 PES memb 5000MWCO, 0.5 ml | VS0111, VS0112 | 25, 100 ct |  |  | range: 100-500 ul
|  |  |  | Vivaspin 2 PES memb 5000MWCO, 2 ml | VS0211, VS0212 | 25, 100 ct |  |  | range: 0.4-2 ml
|  |  |  | Vivaspin 2 Cellulose triacetate memb 5000MWCO, 2 ml | VS02U1, VS02U2 | 25, 100 ct |  |  | range: 0.4-2 ml
|  |  |  | Vivaspin 2 Hydrosart memb 5000MWCO, 2 ml | VS02H11, VS02H12 | 25, 100 ct |  |  | range: 0.4-2 ml
|  |  |  | Vivaspin 4 PES memb 5000MWCO, 4 ml | VS0413, VS0414 | 25, 100 ct |  |  | range: 1-4 ml
|  |  |  | Centrisart I, 5000MWCO CTA | 13229-E | 12 |  |  | drug binding, serum metabs, protein/virus removal
7-4 | Centrifugal ultrafilter, 10 kDa MWCO |  | Fisher/Millipore | Centricon Ultracel YM-10 CFU (8 ct) | 42403
|  |  |  | Microcon YM-10 CFU (8 ct) | 42406
|  |  |  | Microcon YM-10 CFU (24 ct) | 42403
|  |  | Sartorius/Stedim | Vivaspin 500 PES memb 10,000MWCO, 0.5 ml | VS0101, VS0102 | 25, 100 ct |  |  | range: 100-500 ul
|  |  |  | Vivaspin 2 PES memb 10,000MWCO, 2 ml | VS0201, VS0202 | 25, 100 ct |  |  | range: 0.4-2 ml
|  |  |  | Vivaspin 2 Cellulose triacetate memb 10,000MWCO, 2 ml | VS02V1, VS02V2 | 25, 100 ct |  |  | range: 0.4-2 ml
|  |  |  | Vivaspin 2 Hydrosart memb 10,000MWCO, 2 ml | VS02H01, VS02H02 | 25, 100 ct |  |  | range: 0.4-2 ml
|  |  |  | Centrisart I, 10,000MWCO CTA | 13239-E | 12 |  |  | drug binding, serum metabs, protein/virus removal
7-5 | Centrifugal ultrafilter, 20 kDa MWCO |  | Sartorius/Stedim | Vivaspin 2 Cellulose triacetate memb 20,000MWCO, 2 ml | VS02X1, VS02X2 | 25, 100 ct |  |  | range: 0.4-2 ml
|  |  |  | Centrisart I, 20,000MWCO CTA | 13249-E | 12 |  |  | drug binding, serum metabs, protein/virus removal
7-6 | Centrifugal ultrafilter, 30 kDa MWCO |  | Fisher/Millipore | Centricon Ultracel YM-30 CFU (8 ct) | 42406
|  |  |  | Microcon YM-30 CFU (24 ct) | 42409
|  |  | Sartorius/Stedim | Vivaspin 500 PES memb 30,000MWCO, 0.5 ml | VS0121, VS0121 | 25, 100 ct |  |  | range: 100-500 ul
|  |  |  | Vivaspin 2 PES memb 30,000MWCO, 2 ml | VS0221, VS0222 | 25, 100 ct |  |  | range: 0.4-2 ml
|  |  |  | Vivaspin 2 Hydrosart memb 30,000MWCO, 2 ml | VS02H21, VS02H22 | 25, 100 ct |  |  | range: 0.4-2 ml
7-7 | Centrifugal ultrafilter, 50 kDa MWCO |  | Sartorius/Stedim | Vivaspin 500 PES memb 50,000MWCO, 0.5 ml | VS0131, VS0132 | 25, 100 ct |  |  | range: 100-500 ul
|  |  |  | Vivaspin 2 PES memb 50,000MWCO, 2 ml | VS0231, VS0232 | 25, 100 ct |  |  | range: 0.4-2 ml
7-8 | Centrifugal ultrafilter, 100 kDa MWCO |  | Sartorius/Stedim | Vivaspin 500 PES memb 100,000MWCO, 0.5 ml | VS0141, VS0142 | 25, 100 ct |  |  | range: 100-500 ul
|  |  |  | Vivaspin 2 PES memb 100,000MWCO, 2 ml | VS0241, VS0242 | 25, 100 ct |  |  | range: 0.4-2 ml
|  |  |  | Centrisart I, 100,000MWCO CTA | 13269-E | 12 |  |  | drug binding, serum metabs, protein/virus removal
7-9 | Centrifugal ultrafilter, 300 kDa MWCO |  | Sartorius/Stedim | Vivaspin 500 PES memb 300,000MWCO, 0.5 ml | VS0151, VS0152 | 25, 100 ct |  |  | range: 100-500 ul
|  |  |  | Vivaspin 2 PES memb 300,000MWCO, 2 ml | VS0251, VS0252 | 25, 100 ct |  |  | range: 0.4-2 ml
|  |  |  | Centrisart I, 300,000MWCO CTA | 13279-E | 12 |  |  | drug binding, serum metabs, protein/virus removal
7-10 | Centrifugal ultrafilter, 1 MDa MWCO |  | Sartorius/Stedim | Vivaspin 500 PES memb 1,000,000MWCO, 0.5 ml | VS0161, VS0162 | 25, 100 ct |  |  | range: 100-500 ul
|  |  |  | Vivaspin 2 PES memb 1,000,000MWCO, 2 ml | VS0261, VS0262 | 25, 100 ct |  |  | range: 0.4-2 ml
7-11 | Centrifugal ultrafilter, 0.2 um |  | Sartorius/Stedim | Vivaspin 500 PES memb 0.2 um, 0.5 ml | VS0171, VS0172 | 25, 100 ct |  |  | range: 100-500 ul
|  |  |  | Vivaspin 2 PES memb 0.2 um, 2 ml | VS0271, VS0272 | 25, 100 ct |  |  | range: 0.4-2 ml | 20
| Dialysis tubing |  | Fisher | Spectrum Spectra/Por 2 RC, 12-14 kDa MWCO, 6.4 mm x 15 m | 08-670-3AA | 1 ea | 360 |  | 320 ul/cm tubing; requires closures | 3.1416
|  |  |  | Spectrum Spectra/Por 2 RC, 12-14 kDa MWCO, 16 mm x 15 m | 08-670-3BB | 1 ea | 373 |  | 2.0 ml/cm tubing; requires closures
|  | 1 |  | Spectrum Spectra/Por 2 RC, 12-14 kDa MWCO, 29 mm x 15 m | 08-670-3A | 1 ea | 373 |  | 6.6 ml/cm tubing; requires closures
|  |  |  | Spectrum Spectra/Por 2 RC, 12-14 kDa MWCO, 67 mm x 15 m | 08-670-3B | 1 ea | 755 |  | 35 ml/cm tubing; requires closures
|  |  |  | Spectrum Spectra/Por 2 RC, 12-14 kDa MWCO, 76 mm x 15 m | 08-670-3C | 1 ea | 755 |  | 45 ml/cm tubing; requires closures
|  |  |  | Spectrum Spectra/Por 3 RC, 3.5 kDa MWCO, 11.5 mm x 15 m | 08-670-5A | 1 ea | 327 |  | 1.0 ml/cm tubing; requires closures
|  | 1 |  | Spectrum Spectra/Por 3 RC, 3.5 kDa MWCO, 29 mm x 15 m | 08-670-5B | 1 ea | 327 |  | 6.6 ml/cm tubing; requires closures
|  |  |  | Spectrum Spectra/Por 3 RC, 3.5 kDa MWCO, 34 mm x 15 m | 08-670-5C | 1 ea | 347 |  | 9.0 ml/cm tubing; requires closures
|  |  |  | Spectrum Spectra/Por Biotech CE, 1000 Da MWCO, 6.4 mm x 10 m | 08-750-3B | 1 ea | 355 |  | 320 ul/cm tubing; requires closures
|  |  |  | Spectrum Spectra/Por Biotech CE, 1000 Da MWCO, 7.5 mm x 10 m | 08-750-3C | 1 ea | 330 |  | 440 ul/cm tubing; requires closures
|  |  |  | Spectrum Spectra/Por Biotech CE, 1000 Da MWCO, 10 mm x 10 m | 08-750-3D | 1 ea | 409 |  | 785 ul/cm tubing; requires closures
|  |  |  | Spectrum Spectra/Por Biotech CE, 1000 Da MWCO, 15 mm x 10 m | 08-671-26 | 1 ea | 473 |  | 1.8 ml/cm tubing; requires closures
|  |  |  | Spectrum Spectra/Por Biotech CE, 1000 Da MWCO, 20 mm x 10 m | 08-671-27 | 1 ea | 498 |  | 3.1 ml/cm tubing; requires closures
|  |  | Fisher | Regenerated Cellulose Dialysis Tubing T1 (3500 Da MWCO) 12.1 mm x 15 m | 21-152-10 | 1 ea | 192 |  | 1.2 ml/cm tubing
|  |  |  | Regenerated Cellulose Dialysis Tubing T1 (3500 Da MWCO) 29.3 mm x 15 m | 21-152-9 | 1 ea | 197 |  | 6.7 ml/cm tubing
|  |  |  | Regenerated Cellulose Dialysis Tubing T2 (6-8 kDa MWCO) 14.6 mm x 30 m | 21-152-3 | 1 ea | 176 |  | 1.7 ml/cm tubing
|  |  |  | Regenerated Cellulose Dialysis Tubing T2 (6-8 kDa MWCO) 20.4 mm x 30 m | 21-152-4 | 1 ea | 176 |  | 3.3 ml/cm tubing
|  |  |  | Regenerated Cellulose Dialysis Tubing T2 (6-8 kDa MWCO) 25.5 mm x 30 m | 21-152-5 | 1 ea | 188 |  | 5.1 ml/cm tubing
|  |  |  | Regenerated Cellulose Dialysis Tubing T2 (6-8 kDa MWCO) 31 mm x 30 m | 21-152-6 | 1 ea | 230 |  | 7.9 ml/cm tubing
|  |  |  | Regenerated Cellulose Dialysis Tubing T3 (12-14 kDa MWCO) 6.4 mm x 15 m | 21-152-7 | 1 ea | 220 |  | 0.3 ml/cm tubing
|  |  |  | Regenerated Cellulose Dialysis Tubing T3 (12-14 kDa MWCO) 15.9 mm x 15 m | 21-152-18 | 1 ea | 207 |  | 2.0 ml/cm tubing
|  |  |  | Regenerated Cellulose Dialysis Tubing T3 (12-14 kDa MWCO) 28.6 mm x 15 m | 21-152-8 | 1 ea | 194 |  | 6.4 ml/cm tubing
|  |  |  | Regenerated Cellulose Dialysis Tubing T4 (12-14 kDa MWCO) 6.4 mm x 30 m | 21-152-17 | 1 ea | 299 |  | 320 ul/cm tubing
|  |  |  | Regenerated Cellulose Dialysis Tubing T4 (12-14 kDa MWCO) 15.9 mm x 30 m | 21-152-16 | 1 ea | 141 |  | 2.0 ml/cm tubing
|  |  |  | Regenerated Cellulose Dialysis Tubing T4 (12-14 kDa MWCO) 21 mm x 30 m | 21-152-15 | 1 ea | 146 |  | 3.5 ml/cm tubing
|  |  |  | Regenerated Cellulose Dialysis Tubing T4 (12-14 kDa MWCO) 28.6 mm x 30 m | 21-152-14 | 1 ea | 142 |  | 6.4 ml/cm tubing
Sample Filtration
| nonsterile syringe filters |  | Fisher | Fisherbrand syr filt Durapore PVDF 0.22µm, 33 mm | 09-719-000 | 50/pk | 148 |  | lowest protein-binding cfd to NC, nylon, PTFE
|  |  |  | Fisherbrand syr filt Durapore PVDF 0.22µm, 33 mm | 09-719-001 | 150/pk | 367 |  | lowest protein-binding cfd to NC, nylon, PTFE
|  |  |  | Fisherbrand syr filt Durapore PVDF 0.45µm, 33 mm | 09-719-002 | 50/pk | 158 |  | lowest protein-binding cfd to NC, nylon, PTFE
|  |  |  | Fisherbrand syr filt Durapore PVDF 0.45µm, 33 mm | 09-719-003 | 150/pk | 354 |  | lowest protein-binding cfd to NC, nylon, PTFE
|  |  |  | Fisherbrand syr filt Durapore PVDF 0.45µm, 33 mm | 09-719-004 | 1500/pk | 2222 |  | lowest protein-binding cfd to NC, nylon, PTFE
|  |  |  | Fisherbrand syr filt Nylon 0.22µm, 13 mm | 09-720-5 | 100/pk | 195
|  |  |  | Fisherbrand syr filt Nylon 0.22µm, 33 mm | 09-719E | 50/pk | 219.05
|  |  |  | Fisherbrand syr filt Nylon 0.22µm, 33 mm | 09-719-006 | 150/pk | 373
|  |  |  | Fisherbrand syr filt Nylon 0.45µm, 13 mm | 09-720-6 | 100/pk | 195
|  |  |  | Fisherbrand syr filt Nylon 0.45µm, 33 mm | 09-719-007 | 50/pk | 172
|  |  |  | Fisherbrand syr filt Nylon 0.45µm, 33 mm | 09-719-008 | 150/pk | 367
|  |  |  | Fisherbrand syr filt Nylon 0.45µm, 33 mm | 09-719-5 | 1000/pk | 2325.7
|  |  |  | Fisherbrand syr filt PTFE 0.22µm, 13 mm | 09-720-7 | 100/pk | 208
|  |  |  | Fisherbrand syr filt PTFE 0.22µm, 25 mm | 09-719G | 50/pk | 217
|  |  |  | Fisherbrand syr filt PTFE 0.22µm, 25 mm | 09-730-19 | 150/pk | 381
|  |  |  | Fisherbrand syr filt PTFE 0.45µm, 13 mm | 09-720-8 | 100/pk | 208
|  |  |  | Fisherbrand syr filt PTFE 0.45µm, 25 mm | 09-719H | 50/pk | 212
|  |  |  | Fisherbrand syr filt PTFE 0.45µm, 25 mm | 09-730-21 | 150/pk | 397
|  |  |  | Fisherbrand syr filt PTFE 0.45µm, 25 mm | 09-719-7 | 1000/pk | 2026
| sterile syringe filters |  |  | Fisherbrand syr filt PVDF 0.22µm, 13mm | 09-720-3 | 100/pk | 297 |  | lowest protein-binding cfd to NC, nylon, PTFE
|  |  |  | Fisherbrand syr filt PVDF 0.45µm, 13mm | 09-720-4 | 100/pk | 399 |  | lowest protein-binding cfd to NC, nylon, PTFE
|  |  |  | Fisherbrand syr filt Nylon 0.22µm, 33mm | 09-719C | 50/pk | 252
|  |  |  | Fisherbrand syr filt Nylon 0.45µm, 33mm | 09-719D | 50/pk | 244
|  |  |  | Fisherbrand syr filt MCE 0.22µm, 33mm | 09-719A | 50/pk | 174
|  |  |  | Fisherbrand syr filt MCE 0.45µm, 33mm | 09-719B | 50/pk | 170
Solvent Filtration / Sterile Filtration / Sterilization
8-1 | 47 mm 0.45 µm pore nitrocellulose membrane filters |  | Fisher |  | 09-905-17 | 100 ct | 93 |  | Whatman WCN (Whatman #7184-004)
8-2 | 47 mm 0.2 µm pore nitrocellulose membrane filters |  | Fisher |  | 09-905-6 | 100 ct | 115 |  | Whatman WCN (Whatman #7182-004)
8-3 | 47 mm 0.45 µm pore nylon membrane filters |  | Fisher |  | 09-902-10 | 100 ct | 93 |  | Whatman #7404-004
8-4 | 47 mm 0.2 µm pore nylon membrane filters |  | Fisher |  | 09-902-5 | 100 ct | 89 |  | Whatman #7402-004
| autoclave tape |  | Fisher Scientific | Fshrbrnd white autoclavable tape, 12mm X 55m | 15-903 | 1 roll | 7
|  |  |  | Fshrbrnd white autoclavable tape, 18mm X 55m | 15-904 | 1 roll | 7
|  |  |  | Fshrbrnd white autoclavable tape, 25mm X 55m | 15-905 | 1 roll | 7
Isoelectric Focusing (IEF) for Two-Dimensional Gel Electrophoresis (2DGE)
These strips are system-dependent. Ankara Univ. Biotech Institute has following 2nd Dimension Cells 1. GE HealthCare LifeSci Ettan DALTsix system takes all Immobiline DryStrip sizes, but the 7, 11 should be run on Multiphor II system 2. Bio-Rad Protean II XL system takes only the 17 cm strip!! 3. BioRad Protean Plus Dodeca cell used with 17, 18, and 24 cm BioRad strips Bio-Rad Protean IEF Cell usable with ALL Bio-Rad strips, and probably usable with Immobiline DryStrips (but you need to buy correct focusing tray [see below])
9-1 | pH 3-5 IPG strip, 7 cm (for IEF) |  | Sigma-Aldrich | ProteoGel IPG strip, pH 3-5, 7 cm | I3031 | 12
9-2 | pH 3-5 IPG strip, 11 cm (for IEF) |  | Sigma-Aldrich | ProteoGel IPG strip, pH 3-5, 11 cm | I3656 | 12
9-3 | pH 3-5 IPG strip, 18 cm (for IEF) |  | Sigma-Aldrich | ProteoGel IPG strip, pH 3-5, 18 cm | I4281 | 12 | 200 YTL
9-4 | pH 3-6 IPG strip, 7 cm (for IEF) |  | Bio-Rad | ReadyStrip IPG pH 3-6, 7 cm | 163-2003 | 12
9-5 | pH 3-6 IPG strip, 11 cm (for IEF) |  | Bio-Rad | ReadyStrip IPG pH 3-6, 11 cm | 163-2017 | 12
9-6 | pH 3-6 IPG strip, 17 cm (for IEF) |  | Bio-Rad | ReadyStrip IPG pH 3-6, 17 cm | 163-2010 | 12
9-7 | pH 3-6 IPG strip, 18 cm (for IEF) |  | Bio-Rad | ReadyStrip IPG pH 3-6, 18 cm | 163-2035 | 12
9-8 | pH 3-6 IPG strip, 24 cm (for IEF) |  | Bio-Rad | ReadyStrip IPG pH 3-6, 24 cm | 163-2045 | 12
9-9 | pH 3-10 IPG strip, 7 cm (for IEF) |  | Sigma |  | I2531 | 12 | 213.48
|  |  | Bio-Rad | ReadyStrip IPG pH 3-10, 7 cm | 163-4010 | 12 | 203
|  |  | GE HealthCare LifeSci | Immobiline DryStrip 3-10, 7 cm | 17-6001-11 | 12
9-10 | pH 3-10 IPG strip, 11 cm (for IEF) |  | Sigma |  | I3406 | 12
|  |  | Bio-Rad | ReadyStrip IPG pH 3-10, 11 cm | 163-2015 | 12
|  |  | GE HealthCare LifeSci | Immobiline DryStrip 3-10, 11 cm | 18-1016-61 | 12
9-11 | pH 3-10 IPG strip, 17 cm (for IEF) |  | Bio-Rad | ReadyStrip IPG pH 3-10, 17 cm | 163-2007 | 12
9-12 | pH 3-10 IPG strip, 18 cm (for IEF) |  | Sigma-Aldrich |  | I4030 | 12
|  |  | Bio-Rad | ReadyStrip IPG pH 3-10, 17 cm | 163-2007 | 12
|  |  | GE HealthCare LifeSci | Immobiline DryStrip 3-10, 18 cm | 17-1234-01 | 12
9-13 | pH 3-10 IPG strip, 24 cm (for IEF) |  | Bio-Rad | ReadyStrip IPG pH 3-10, 24 cm | 163-2042 | 12 | 118
|  |  | GE HealthCare LifeSci | Immobiline DryStrip 3-10, 24 cm | 17-6002-44 | 12
9-14 | pH 3-10 NL or pH 3-11 NL (nonlinear) IPG Strip, 7 cm |  | Bio-Rad | ReadyStrip IPG pH 3-10NL, 7 cm | 163-2002 | 12
|  |  | GE HealthCare LifeSci | Immobiline DryStrip 3-10NL, 7 cm | 17-6001-12 | 12
9-15 | pH 3-10 NL or pH 3-11 NL (nonlinear) IPG Strip, 11 cm |  | Bio-Rad | ReadyStrip IPG pH 3-10NL, 11 cm | 163-2016 | 12
|  |  | GE HealthCare LifeSci | Immobiline DryStrip 3-11NL, 11 cm | 17-6003-74 | 12
9-16 | pH 3-10 NL or pH 3-11 NL (nonlinear) IPG Strip, 17 cm or 18 cm (for IEF) |  | Bio-Rad | ReadyStrip IPG pH 3-10NL, 17 cm | 163-2009 | 12
|  |  | Bio-Rad | ReadyStrip IPG pH 3-10NL, 18 cm | 163-2033 | 12
|  |  | GE HealthCare LifeSci | Immobiline DryStrip 3-10NL, 18 cm | 17-1235-01 | 12
|  |  | GE HealthCare LifeSci | Immobiline DryStrip 3-11NL, 18 cm | 17-6003-76 | 12
9-17 | pH 3-10 NL or pH 3-11 NL (nonlinear) IPG Strip, 24 cm |  | Bio-Rad | ReadyStrip IPG pH 3-10NL, 24 cm | 163-2043 | 12
|  |  | GE HealthCare LifeSci | Immobiline DryStrip 3-10NL, 24 cm | 17-6002-45 | 12
|  |  | GE HealthCare LifeSci | Immobiline DryStrip 3-11NL, 24 cm | 17-6003-77 | 12
9-18 | pH 4-7 IPG strip, 7 cm (for IEF) |  | Sigma-Aldrich | ProteoGel IPG strip 4-7, 7 cm | I2906 | 12
|  |  | Bio-Rad | ReadyStrip IPG pH 4-7, 7 cm | 163-2001 | 12
|  |  | GE HealthCare LifeSci | Immobiline DryStrip 4-7, 7 cm | 17-6001-10 | 12
9-19 | pH 4-7 IPG strip (for IEF), 11 cm |  | Sigma-Aldrich | ProteoGel IPG strip 4-7, 11 cm | I3531 | 12
|  |  | Bio-Rad | ReadyStrip IPG pH 4-7, 11 cm | 163-2015 | 12
|  |  | GE HealthCare LifeSci | Immobiline DryStrip 4-7, 11 cm | 18-1016-60 | 12
9-20 | pH 4-7 IPG strip (for IEF), 17 cm or 18 cm |  | Sigma |  | I4156 | 12 | 200 YTL
|  |  | Bio-Rad | ReadyStrip IPG pH 4-7, 17 cm | 163-2008 | 12
|  |  | Bio-Rad | ReadyStrip IPG pH 4-7, 18 cm | 163-2034 | 12
|  |  | GE HealthCare LifeSci | Immobiline DryStrip 4-7, 18 cm | 17-1233-01 | 12
9-21 | pH 4-7 IPG strip (for IEF), 24 cm |  | Bio-Rad | ReadyStrip IPG pH 4-7, 24 cm | 163-2044 | 12
|  |  | GE HealthCare LifeSci | Immobiline DryStrip 4-7, 24 cm | 17-6002-46 | 12
9-22 | pH 5-8 IPG strip, 7 cm (for IEF) |  | Sigma-Aldrich | ProteoGel IPG strip 5-8, 7 cm | I3156 | 12
|  |  | Bio-Rad | ReadyStrip IPG pH 5-8, 7 cm | 163-2004 | 12
9-23 | pH 5-8 IPG strip, 11 cm (for IEF) |  | Sigma-Aldrich | ProteoGel IPG strip 5-8, 11 cm | I3781 | 12
|  |  | Bio-Rad | ReadyStrip IPG pH 5-8, 11 cm | 163-2018 | 12
9-24 | pH 5-8 IPG strip (for IEF), 17 or 18 cm |  | Bio-Rad | ReadyStrip IPG pH 5-8, 17 cm | 163-2011 | 12 | 200 YTL
|  |  | Sigma | ProteoGel IPG strip 5-8, 18 cm | I4406 | 12
|  |  | Bio-Rad | ReadyStrip IPG pH 5-8, 18 cm | 163-2036 | 12
9-25 | pH 5-8 IPG strip (for IEF), 24 cm |  | Bio-Rad | ReadyStrip IPG pH 5-8, 24 cm | 163-2046 | 12
9-26 | pH 6-9 IPG strip (for IEF), 18 cm |  | GE HealthCare LifeSci | Immobiline DryStrip 6-9, 18 cm | 17-6001-88 | 12
9-27 | pH 6-9 IPG strip (for IEF), 24 cm |  | GE HealthCare LifeSci | Immobiline DryStrip 6-9, 24 cm | 17-6002-47 | 12
9-28 | pH 6-11 IPG strip, 7 cm (for IEF) |  | Sigma | ProteoGel IPG strip 6-11, 7 cm | I7406 | 12
|  |  | GE HealthCare LifeSci | Immobiline DryStrip 6-11, 7 cm | 17-6001-94 | 12
9-29 | pH 6-11 IPG strip, 11 cm (for IEF) |  | Sigma | ProteoGel IPG strip 6-11, 11 cm | I7531 | 12
|  |  | GE HealthCare LifeSci | Immobiline DryStrip 6-11, 11 cm | 17-6001-95 | 12
9-30 | pH 6-11 IPG strip, 18 cm (for IEF) |  | Sigma | ProteoGel IPG strip 6-11, 18 cm | I7656 | 12
|  |  | GE HealthCare LifeSci | Immobiline DryStrip 6-11, 18 cm | 17-6001-97 | 12
9-31 | pH 7-10 IPG strip, 7 cm (for IEF) |  | Bio-Rad | ReadyStrip IPG pH 7-10, 7 cm | 163-2005 | 12
9-32 | pH 7-10 IPG strip, 11 cm (for IEF) |  | Bio-Rad | ReadyStrip IPG pH 7-10, 11 cm | 163-2019 | 12
9-33 | pH 7-10 IPG strip, 17 cm (for IEF) |  | Bio-Rad | ReadyStrip IPG pH 7-10, 17 cm | 163-2012 | 12
9-34 | pH 7-10 IPG strip, 18 cm (for IEF) |  | Bio-Rad | ReadyStrip IPG pH 7-10, 18 cm | 163-2037 | 12
9-35 | pH 7-10 IPG strip, 24 cm (for IEF) |  | Bio-Rad | ReadyStrip IPG pH 7-10, 24 cm | 163-2047 | 12
9-36 | pH 7-11NL IPG strip, 7 cm (for IEF) |  | GE HealthCare LifeSci | Immobiline DryStrip 7-11NL, 7 cm | 17-6003-68 | 12
9-37 | pH 7-11NL IPG strip, 11 cm (for IEF) |  | GE HealthCare LifeSci | Immobiline DryStrip 7-11NL, 11 cm | 17-6003-69 | 12
9-38 | pH 7-11NL IPG strip, 18 cm (for IEF) |  | GE HealthCare LifeSci | Immobiline DryStrip 7-11NL, 18 cm | 17-6003-71 | 12
9-39 | pH 7-11NL IPG strip, 24 cm (for IEF) |  | GE HealthCare LifeSci | Immobiline DryStrip 7-11NL, 24 cm | 17-6003-72 | 12
9-40 | 2-Hydroxyethyl disulfide [CAS 1892-29-1] |  | Sigma-Aldrich |  | 380474-50ML | 50 ml | 205.04
|  |  | GE HealthCare LifeSci | DeStreak Reagent | 17-6003-18 | 1 ml
9-41 | Dithiothreitol (DTT) [CAS 3483-12-3] |  | Sigma-Aldrich | BioChemika Ultra, >=99.0% (RT) Fluka | 43817-1G | 1 g
[5 empty] | 43817-5G | 5 g
|  |  |  | for electr. >=99% | D9163-1G | 1 g
[5 empty] | D9163-5G | 5 g
|  |  | Bio-Rad |  | 161-0611 | 5 g | 378
|  |  | Fisher | Acros Organics 99% DTT | AC16568-0050 | 5 g
9-42 | Mineral Oil [CAS 8042-47-5] |  | Bio-Rad |  | 163-2129 | 500 ml
|  |  | Sigma-Aldrich | light | 330779 | 1 L | 24.1
|  |  |  | heavy | 330760 | 1 L | 35.1
9-43 | IEF electrode wicks |  | Bio-Rad | electrode wicks for IEF strips | 165-4071 | 500 ct | 45
9-44 | Bio-Rad Cup Loading Tray Assembly |  |  | tray base, pair movable electrodes, 1 pack lrg and small replacement cups | 165-4050
9-45 | large replacement cups for Cup Loading Tray |  |  | 150 µl size | 165-4051 | 120 ct pack
9-46 | small replacement cups for Cup Loading Tray |  |  | 100 µl size | 165-4052 | 120 ct pack
9-47 | replacement movable electrodes |  |  | replacement movable electrodes | 165-4053 | 1 pair
9-47 | replacement cup loading tray base |  |  | tray base | 165-4054 | 1 item
9-48 | disposable rehydration/equilibration tray |  | Bio-Rad | 7 cm tray with lid | 165-4035 | 25 ct pack | 90
|  |  |  | 11 cm tray with lid | 165-4025 | 25 ct pack | 90
|  |  |  | 17 cm tray with lid | 165-4015 | 25 ct pack | 90
|  |  |  | 18 cm tray with lid | 165-4041 | 25 ct pack | 90
|  |  |  | 24 cm tray with lid | 165-4043 | 25 ct pack | 112
9-49 | Bio-Rad focusing trays |  | Bio-Rad | 7 cm tray with lid | 165-4030 | 1 ct | 660
|  |  |  | 11 cm tray with lid | 165-4020 | 1 ct
|  |  |  | 17 cm tray with lid | 165-4010 | 1 ct
|  |  |  | 18 cm tray with lid | 165-4040 | 1 ct
|  |  |  | 24 cm tray with lid | 165-4042 | 1 ct
9-50 | Special IEF premixed or prepared buffers |  | Bio-Rad | ReadyPrep pH 3-10 sample rehydration buffer | 163-2106 | 10 ml | 24 |  | 8 M urea, 2% CHAPS, 50 mM DTT, 0.2% Bio-Lyte 3/10 ampholyte, 0.001% Bromophenol Blue
|  |  |  | ReadyPrep 2-D rehydration/sample buffer 1 | 163-2083 | 10 ml | 28 |  | 7 M urea, 2 M thiourea, 1% (w/v) ASB-14 detergent, 40 mM Tris base, 0.001% Bromophenol Blue
|  |  |  | ReadyPrep sequential extraction kit reagent 1 | 163-2102 | 50 ml | 24 |  | 40 mM Tris base
|  |  |  | ReadyPrep sequential extraction kit reagent 2 | 163-2103 | 10 ml | 29 |  | 8 M urea, 4% CHAPS, 40 mM Tris, 0.2% Bio-Lyte 3/10 ampholyte
|  |  |  | ReadyPrep sequential extraction kit reagent 3 | 163-2104 | 10 ml | 29 |  | 5 M urea, 2 M thiourea, 2% CHAPS, 2% SB 3-10, 40 mM Tris, 0.2% Bio-Lyte 3/10 ampholyte
|  |  |  | ReadyPrep 2-D starter kit equilibration buffer I | 163-2107 | 20 ml | 24 |  | 375 mM Tris-HCl, pH 8.8, 6 M urea, 2% SDS, 2% DTT
|  |  |  | ReadyPrep 2-D starter kit equilibration buffer II | 163-2108 | 20 ml | 30 |  | 375 mM Tris-HCl, pH 8.8, 6 M urea, 2% SDS
|  |  |  | Protein Solubilization buffer (PSB) | 163-2145 | 50 ml | 99 |  | Urea, thiourea, CHAPS, NDSB 201
SDS-PAGE (2nd Dimension)
8-1 | Acrylamide [CAS 79-06-1] |  | Sigma | suitable for electr. >=99% | A8887-100G | 100 g | 35 YTL
|  |  | Bio-Rad | 99.9% | 161-0100 | 100 g
|  |  | Fisher |  | BP170-100 | 100 g | 65 YTL
|  |  | Sigma | suitable for electr. >=99% | A8887-500G | 500 g | 75 YTL
|  |  | Bio-Rad | 99.9% | 161-0101 | 500 g
|  |  | Fisher |  | BP170-500 | 500 g | 225 YTL
|  |  | Bio-Rad | 99.9% | 161-0107 | 1 kg
|  |  | Sigma-Aldrich | >=99.0% GC, BioChemika for electr (Fluka) | 01699-1KG | 1 kg | 72
|  |  | Bio-Rad | 99.9% | 161-0103 | 2 kg
[5 empty] | 161-0108 | 5 kg
|  |  | AMRESCO | UltraPure Powder | 0341 | 500 g
[5 empty] | 0341 | 1 kg
8-2 | Bisacrylamide [CAS 110-26-9] |  | Sigma | >=98% powder | M7279 | 25, 100 g | $37, 81
|  |  |  | >= 99%, Biochemika, for electr | 66669
|  |  | Bio-Rad |  | 161-0201 | 50 g
|  |  | AMRESCO | UltraPure Powder | 0172 | 50 g
[5 empty] | 0172 | 100 g
|  |  | Fisher | Promega brand | PR-V3141 | 25 g
[5 empty] | PRV3143 | 125 g
8-3 | Acrylamide-bis, premixes |  | Bio-Rad | 29:1 | 161-0121 | 30 g
[5 empty] | 161-0124 | 150 g
|  |  |  | 37.5:1 | 161-0122 | 30 g | 102
[5 empty] | 161-0125 | 150 g | 276
|  |  | Sigma-Aldrich | 37.5:1 BioChemika (Fluka) | 01701-100G | 100 g | 130.23
[5 empty] | 01701-500G | 500 g | 452.81
|  |  | AMRESCO | Acryl/Bis 37.5:1 (30:0.8), Premixed Powder | 0907 | 40 g
[5 empty] | 0907 | 200 g
8-4 | Acrylamide-bis, prepared solution | 1 L of 30% of 40% | Bio-Rad | 40% T 2.6% C (37.5:1) | 161-0148 | 500 ml
[5 empty] | 161-0149 | 2 x 500 ml
|  |  |  | 30% T 2.6% C (37.5:1) | 161-0159 | 2 x 500 ml
|  |  | Sigma-Aldrich | 30% T (37.5:1) | A3699-100ML | 100 ml | 38
[5 empty] | A3699-5X100ML | 5 x 100 ml | 100
|  |  |  | 40% T (37.5:1) | A7168-100ML | 100 ml | 81.5
|  |  |  | 40% T (37.5:1) BioChemika (Fluka) | 01709-100ML | 100 ml | 27.5
[5 empty] | 01709-500ML | 500 ml | 48.4
8-5 | ammonium persulfate [CAS 7727-54-0] | 10 g | Sigma |  | A3678-25G | 25 g | 84.67
|  |  | Bio-Rad |  | 161-0700 | 10 g | 77
|  |  | Fisher |  | BP179-25 | 25 g | 30
|  |  | AMRESCO |  | 0486 | 25 g
8-6 | MW markers | 1 mg of broad range markers | Sigma-Aldrich | Dalton Mark VII-L Standard Mix (14-66 kDa) | SDS7-1VL | 3.5 mg makes 1500 ul | 154.69 |  | makes 1.5 ml, load 5-10 µl per lane
|  |  |  | SigmaMarker, low range (6.5-66 kDa) | M3913-1VL | makes 100 ul | 60.1 |  | The protein weights are as follows for all possible ranges: 6.5, 14.2, 20, 24, 29, 36, 45, 55, 66, 97, 116, 205. In general 1 vial makes 100 ul. 3-5 µl are used in minigels, 5-10 µl in larger gels.
[5 empty] | M3913-10VL | makes 10 x 100 ul | 254.5
|  |  |  | SigmaMarker, high range (36-66 kDa) | S8320-1VL | makes 100 ul | 41.5
[5 empty] | S8320-10VL | makes 10 x 100 ul | 154.1
|  |  |  | SigmaMarker, wide range (6.5-205 kDa) | S8445-1VL | makes 100 ul | 145.42
[5 empty] | S8445-10VL | makes 10 x 100 ul | 518.92
|  |  |  | 2D Electrophoresis Marker | M3411-1VL | 200 µl |  |  | 4 proteins in 8 M urea, 2% 2-mercapEtOH, enough for 20-40 Coomassie 2D gels or 200-400 Ag-stained gels
|  |  |  | Color Markers for SDS-PAGE/Westerns individual proteins kit | COLOR3-1KT | 3 vials of low, high, wide range | 374.5 |  | contains 1 vial of Prod # C3312, C3187, and C3437
|  |  |  | Color Markers for SDS-PAGE/Westerns High Range (29-205 kDa) | C3312-.5ML | 500 ul | 174 |  | for mini gels, 5 µl when blotting, 10 µl for gel itself, for larger gels 10 µl when blotting, and 20 µl for the gel
|  |  |  | Color Markers for SDS-PAGE/Westerns Low Range (6.5-45 kDa) | C3187-.5ML | 500 ul | 168.5
|  |  |  | Color Markers for SDS-PAGE/Westerns Wide Range (6.5-205 kDa) | C3437-.5ML | 500 ul
|  |  | Bio-Rad | High Range SDS-PAGE Standards | 161-0303 | 200 ul
|  |  |  | Low Range SDS-PAGE Standards | 161-0304 | 200 ul
|  |  |  | Broad Range SDS-PAGE Standards | 161-0317 | 200 ul | 200
|  |  |  | Prestained High Range SDS-PAGE Standards | 161-0309 | 500 ul
|  |  |  | Prestained Low Range SDS-PAGE Standards | 161-0305 | 500 ul
|  |  |  | Prestained Broad Range SDS-PAGE Standards | 161-0318 | 500 ul
|  |  |  | 2-D SDS-PAGE standards | 161-0320 | 500 ul
|  |  | AMRESCO | Precise Protein MW Marker | J383 | 400 ug in 200 ul |  |  | 7 bands @ 15, 25, 35, 50, 75, 100, and 150 kDa
|  |  |  | Wide Range MW Marker | K494 | 500 ul |  |  | 8 bands in 14-212 kDa range, enough for 100-150 lanes
8-7 | TEMED [CAS 110-18-9] | 10 ml | Sigma-Aldrich | >=99.0% (GC) BioChemika | 87689-10ML | 10 ml | 10
|  |  |  | ~99% for electr. | T9281-25ML | 25 ml | 34
|  |  | Bio-Rad |  | 161-0801
|  |  | Fisher |  | BP150-20 | 26 ml | 40 YTL
|  |  | AMRESCO |  | 0761 | 25 ml
8-8 | Tris base [CAS 77-86-1] | 3 kg | Sigma-Aldrich |  | T1503 | 1 kg | 113.72
|  |  |  | Biotechnology Performance Certified | T6066 | 1 kg | 129.94
|  |  | Bio-Rad |  | 161-0719 | 1 kg | 530
8-9 | Glycine (for electrode buffer) [CAS 56-40-6] | 1.5 kg | Sigma-Aldrich | for electr. >= 99% | G8898-1KG | 1 kg | 221.63
|  |  | AMRESCO |  | M103 | 1 kg
|  |  | AppliChem | glycine Biochemica | A3707 | 0.5, 1, 5, 10 kg
|  |  | Fisher | glycine, Fisher BioReagent | BP381-1 | 500 g, 1 and 5 kg
|  |  |  | electr. grade, MP Biomedicals (ICN) | ICN808822 | 1 kg
[5 empty] | ICN808831 | 5 kg
|  |  |  | ultrapure bioreagent (Andwin Sci) | NC9434259 | 1 kg
|  |  |  | glycine, RPI | 50213341 | 1 kg
[5 empty] | 50213342 | 5 kg
|  |  | Bio-Rad | glycine | 161-0718 | 1 kg
[5 empty] | 161--0724 | 2 kg
8-10 | Sodium Dodecyl Sulfate (SDS) [CAS 151-21-3] | 100 g | Sigma-Aldrich | BioChemika Ultra, >=99.0% (GC) Fluka | 71727-50G | 50 g | 79.04
|  |  |  | for electr. >= 98.5% (GC) | L3771-25G | 25 g | 95.06
[5 empty] | L3771-100G | 100 g | 216.56
|  |  |  | ACS reagent, >=99.0% | 436143-25G | 25 g | 88.31
[5 empty] | 436143-100G | 100 g | 241.04
|  |  | Bio-Rad |  | 161-0300 | 25 g | 77
[5 empty] | 161-0301 | 100 g | 142 |  | will make 100 L of 0.1% solutions
[5 empty] | 161-0302 | 1 kg | 667
8-11 | Glycerol [CAS 56-81-5] | 1 L | Sigma-Aldrich | for electr. >= 99% | G8773-500ML | 500 ml | 337.5
|  |  | AMRESCO |  | M152 | 1 L
8-12 | Agarose [CAS 9012-36-6] | 200 g | Sigma-Aldrich |  | A5093-100G | 100 g | 150.26
8-13 | Hydrochloric acid [CAS 7647-01-0] | 1 L | Sigma-Aldrich | puriss., meets analytical specification of Ph. Eur., BP, NF, fuming, 36.5-38% (Riedel de Haen) | 07102-1L | 1 L | 18
[5 empty] | 07102-2.5L | 2.5 L | 30
|  |  |  | ACS Reagent Grade, 37%, polycoated btl | 320331-500ML | 500 ml | 48
[5 empty] | 320331-2.5L | 2.5 L | 78
|  |  |  | ACS Reagent Grade, 37%, flint glass btl | 258148-500ML | 500 ml | 31
[5 empty] | 258148-2.5L | 2.5 L | 66
|  |  | Merck | Hydrochloric acid fuming 37%, extra pure Ph Eur,BP,JP,NF | 1.00314.1000 | 1 L glass
[5 empty] | 1.00314.1000 | 2.5 L glass
Protein-in-Gel Staining
9-1 | Methanol [CAS 67-56-1] | 10 L | Sigma-Aldrich | puriss., meets analytical specification of Ph Eur, >=99.7% (GC) (Riedel-de Haën) | 24229-2.5L-R | 2.5 L | 26
[5 empty] | 24229-4X2.5L-R | 4 x 2.5 L | 195 YTL
|  |  | Fisher | ACS Certified | A412-4 | 4 L glass | 95 YTL
|  |  | Merck | extra pure Ph Eur,BP,NF | 1.06008.1000 | 1 L glass
[5 empty] | 1.06008.2500 | 2.5 L glass
9-2 | Ethanol [CAS 64-17-5] NOTE: 95-96% EtOH is acceptable so long as it does not contain denaturants, which I think might modify proteins | 10 L | Sigma | puriss. p.a., absolute, >=99.8% (GC) (Riedel-de Haën) | 32221 | 4 x 2.5 L
|  |  | Merck | 96%, extra pure Ph Eur,BP | 1.00971.1000 | 1 L glass
[5 empty] | 1.00971.2500 | 2.5 L glass
|  |  |  | absolute extra pure Ph Eur,BP,USP | 1.00986.1000 | 1 L glass
[5 empty] | 1.00986.2500 | 2.5 L glass
9-3 | Acetic acid [CAS 64-19-7] | 5 L | Sigma | puriss., 99-100% (Riedel-de Haën) | 27221-2.5L | 2.5 L | 105 YTL
|  |  | Fisher | Certified ACS Plus | A38-212 | 2.5 L glass | 105 YTL
|  |  | Merck | Acetic acid (glacial) 100%, EMPROVE® Ph Eur,BP,JP,USP,E 260 | 1.00056.2500 | 2.5 L glass
9-4 | SYPRO Ruby |  | Bio-Rad |  | 170-3125 | 1 L | 915 YTL
|  |  | Sigma |  | S4942-1L | 1 L | 353
|  |  | Fisher |  | NC9607881 | 1 L | 350 YTL
9-5 | Flamingo fluorescent (SYPRO Ruby alternative) |  | Bio-Rad | Flamingo Fluorescent Gel stain, 10X concentrate | 161-0490, 161-0491, 161-0492 | 20, 100, 500 ml | $60, 166, 779 |  | The 500 ml size sufficient to stain 10-15 18x18 cm gels
9-6 | Deep Purple fluorescent (SYPRO Ruby alternative) |  | GE Healthcare/Life Sciences | Deep Purple Total Protein Stain, 200X concentrate | RPN63-5, RPN6306 | 5, 25 ml |  |  | requires scanner with 532 nm excitation and 560 LP or 610 BP emission filter
9-7 | SYPRO Orange 5000X solution |  | Bio-Rad |  | 170-3120 | 500 µl vial | 680 YTL
AMRESCO
9-8 | Krypton |  | ThermoScientific-Pierce
9-9 | Coomassie Brilliant Blue R-250 powder | 10 g | Sigma-Aldrich | Brilliant Blue R Concentrate | B8647-1EA | 1 pkg | 49.3 |  | makes 1 L
|  |  | Bio-Rad |  | 161-0400 | 10 g
|  |  | AMRESCO |  | 0472 | 10 g
9-10 | Coomassie G-250 colloidal solution for staining |  | AMRESCO | Blue-BANDit protein stain | K217 | 1 L | 145 YTL | Dr. Zeydanli
|  |  | Bio-Rad | Bio-Safe Coomassie G stain | 161-0786, 161-0787 | 1 L, 5 L | ?, 570 YTL
|  |  | Sigma-Aldrich | Brilliant Blue G concentrate | B2025-1EA | 1 pkg | 62.8 |  | dilute with 800 ml H20 to make 1 L
|  |  | Invitrogen | SimplyBlue SafeStain | LC6060, LC6065 | 1 L, 3.5 L | $110, $263
|  |  | ThermoScientific-Pierce | Imperial Protein Stain | 24615, 24617 | 1 L, 3 X 1 L
9-11 | Coomassie Brilliant Blue G-250 powder |  | Sigma-Aldrich |  | B0770 | 25 g | 138
|  |  | Bio-Rad |  | 161-0406 | 10 g | 300 YTL
|  |  | AMRESCO |  | 0615 | 10 g | 37
9-12 | Silver nitrate [CAS 7761-88-8] | 25 g | Sigma-Aldrich | ACS reagents >=99.0% | 2091309 | 25, 100, 500 g | $77, 260, 658
|  |  |  | SigmaUltra >=99% | S8157 | 10, 25, 100 g | $75, 156, 545
9-13 | Silver Staining kits |  | Sigma-Aldrich | ProteoSilver Plus Stain kit | PROTSIL2-1KT | 1 kit | 833 YTL |  | stains 25 10x10 mini gels, includes destaining chemicals for MALDI-MS
|  |  |  | ProteoSilver Stain kit | PROTSIL1-1KT | 1 kit | 197.5 |  | stains 25 10x10 mini gels
|  |  | Bio-Rad | Silver Stain Kit | 161-0443 | 1 kit | 129 |  | Merril method, non-MS compatible
|  |  |  | Silver Stain Plus Kit | 161-0449 | 1 kit |  |  | Stains 40 mini gels or 13 full-sized gels
|  |  | AMRESCO | Silver-BULLit Staining Kit | M227 | 1 kit |  |  | 1 liter kit makes 2.5 liter solution
|  |  | Pierce (through Fisher) | GelCode Color Silver Stain Kit | PI-24597 | 1 kit | 182.68 |  | 5-color staining (black, blue, brown, red, yellow), up to 25 18x18 cm or 40 10x13 cm gels
9-14 | Silver Staining Component Supplies |  | Bio-Rad | Oxidizer concentrate | 161-0444 | 480 ml | 51 |  | component of 161-0443
|  |  |  | Silver Reagent Concentrate | 161-0445 | 480 ml | 51 |  | component of 161-0443
|  |  |  | Silver Stain developer | 161-0447 | 4 x 115 g | 61 |  | component of 161-0443
[5 empty] | 161-0450 | 115 g | 16 |  | component of 161-0443
|  |  |  | Development accelerator | 161-0448 | 50 g | 21 |  | component of 161-0449
|  |  |  | Fixative Enhancer Concentrate | 161-0461 | 1 L | 46 |  | component of 161-0449
|  |  |  | Silver Complex solution | 161-0462 | 100 ml | 25 |  | component of 161-0449
|  |  |  | Reduction Moderator solution | 161-0463 | 100 ml | 37 |  | component of 161-0449
|  |  |  | Image Development reagent | 161-0464 | 100 ml | 47 |  | component of 161-0449
9-15 | potassium carbonate [CAS 584-08-7] | 500 g | Sigma-Aldrich | ACS reagent, ≥99.0% | 209619 | 100, 500 g, 2.5, 12 kg
9-16 | sodium dithionite [CAS 7775-14-6] | 50 g | Sigma-Aldrich | Sodium hydrosulfite, purified, ≥86% | 13551 | ??
|  |  |  | BioChemika, ≥82% (RT) | 71699 | 50, 250 g, 1 kg
9-17 | Zinc Staining |  | Bio-Rad | Zinc Stain and Destain Kit | 161-0440 | 1 kit | 93 |  | Fernandez-Patron et al method: 125 ml 10X Zinc stain soln A, 125 ml 10 X solut B, 125 ml 10 X destain
|  |  |  | Imidazole | 161-0441 | 125 ml | 40 |  | the 10 X sol A component of 161-0440
|  |  |  | zinc sulfate | 161-0442 | 125 ml | 40 |  | the 10 X sol B component of 161-0440
9-18 | Copper Staining |  | Bio-Rad | Copper Stain and Destain kit | 161-0470 | 1 kit | 59 |  | Lee et al. method, 125 ml 10X copper stain, 125 ml 10X destain
|  |  |  | 10 X copper stain | 161-0471 | 125 ml | 43 |  | component of 161-0470
9-19 | Glycoprotein Staining |  | Sigma-Aldrich | Glycoprotein Detection kit | GLYCOPRO-1KT | 1 kit | 370.5 |  | uses PAS method, stains 10 10x10 minigels or 5 16.5x19 mm gels/membranes
|  |  |  | Glycoprofile III Fluorescent kit | PP0300-1KT | 1 kit | 288.5 |  | detects in gels or PVDF membranes by fluorescence
|  |  | AMRESCO | Glycoprotein Staining Kit | M249 | 1 kit |  |  | 3-component kit stains up to 8 gels
9-20 | trichloroacetic acid (TCA) [CAS 76-03-9] (not the same as for protein precipitation) | 250 g | Sigma-Aldrich | for fixation in electr. (IEF and PAGE) | T8657-250G | 250 g | 94.9
[5 empty] | T8657-500G | 500 g | 157.5
[5 empty] | T8657-1KG | 1 kg | 283
Immunoblotting (Westerns)
9-1 | PVDF membrane
9-2 | nitrocellulose membrane
9-3 | Ponceau S [CAS 6226-79-5] |  | Sigma-Aldrich
9-4 | blotting filter paper
Protein Modification
10-1 | Enzymatic Deglycosylation |  | Sigma-Aldrich | Endoglycosidase F1 |  |  |  |  | E.C.3.2.1.96 from Chryseobacterium meningsepticum
10-2 | Chemical Deglycosylation: TFMS [CAS 1493-13-6], pyridine [CAS 110-86-1], anisole [CAS 100-66-3], reaction vials, RNase B [CAS 9001-99-4] |  | Sigma-Aldrich | Trifluoromethanesulfonic acid (TFMS), >=99% reagent plus | 347817 | 5 and 25 g ampule
|  |  |  | Anisole | 296295
|  |  |  | Pyridine | P57506 | 500 ml and 1.4 L |  |  | in glass bottle
|  |  |  | 2 ml (12x32x6.0mm) reaction vial 10-425 thread no cap | 27265 | 100 ct pkg
|  |  |  | Vial cap, black PP with PTFE/silicone septum 10-425 thread | 27273 | 100 ct pkg |  |  | can be used with Waters autosampler
|  |  |  | Rnase B glycoprotein standard | R1153
|  |  |  | GlycoProfile IV Chemical Deglycosylation Kit | PP0510 |  |  |  | 5 x 1.0 g TFMS, 3 x 1.0 mg Rnase B, 1 x 10 ml 60% pyridine, 1 x 0.5 ml 0.2% BrompBlue, 5 x 1 ml anhydrous anisole, 10 ct reaction vial
Amino Acid Analysis
11-1 | Ninhydrin [CAS 485-47-2] |  | Fisher | Ninhydrin (Certified ACS), Fisher Chemical | T349-10 | 10 g amber glass | 115
11-2 | o-Phthalaldehyde [CAS 643-79-8] |  | Fisher | MP Biomedicals Inc | ICN10264805 | 5 g | 42
11-3 | Dimethylamino-azobenzenesulfonyl chloride (DABSYL-Cl) [CAS 56512-49-3] |  | Fisher | Dabsyl Chloride, Thermo Scientific | PI-21720 | 500 mg | 89
11-4 | 9-Fluorenylmethylchloroformate (FMOC-Cl) [CAS 28920-43-6] |  | Fisher | 9-Fluorenylmethyl Chloroformate 98%, Acros Organics | AC17094-0050 | 5 g | 50
11-5 | 7-Fluoro-4-nitrobenzo-2-oxa-1,3-diazole (NBD-F) [CAS 29270-56-2] |  | Fisher | NBD-F 98%, Acros Organics | AC41545-0250 | 25 mg | 137
11-6 | N-Methyl-bis(trifluoroacetamide) (MBFTA) [CAS 685-27-8] |  | Fisher | MBTFA, Thermo Scientific | PI-49703 | 25 ml | 149
Mass Spectrometry
11-1 | 96 well plates (V-bottom style) |  | Fisher | Corning 3363, 0.32 ml/well V-bottom | 07-200-695 | 100 | 250 YTL
11-2 | 96-well PCR plate |  | Abgene | 0.2 ml skirted 96-well PCR plate | 0800 | 25
11-3 | Trypsin [CAS 9002-07-7] for in-gel/solution digestion |  | Promega | sequencing grade trypsin | V5111 | 5 x 20 ug
|  |  |  | Trypsin Gold, MS grade | V5280 | 5 x 20 ug
11-4 | iodoacetamide [CAS 144-48-9] |  | Sigma-Aldrich | crystalline | I6125 | 25 g | 155.54
|  |  |  | SigmaUltra | I1149-5G | 5 g | 168.48
[5 empty] | I1149-25G | 25 g | 561.11
[5 empty] | A3221-10VL | 10 vial pack | 175.23
|  |  | Bio-Rad |  | 163-2109 | 30 g | 618
|  |  | AppliChem | Iodoacetamide BioChemica | A1666 | 25, 100, 250 g
water (HPLC grade)
| water (LC-MS grade) |  | Sigma-Aldrich | LC-MS Chromasolv | 39253 | 1L, 4x4L | $36, 283
| Methanol [CAS 67-56-1] LC or MS-grade |  | Fisher | Methanol (Optima LC/MS) | A456-500 | 500 ml | 62
[5 empty] | A456-1 | 1 L | 89
[5 empty] | A456-212 | 2.5 L | 130
[5 empty] | A456-4 | 4 L | 152
|  |  |  | Methanol (HPLC) | A452-1 | 1 L | 66
[5 empty] | A452-4 | 4 L | 130
|  |  |  | Acros Organics LC/MS grade | AC61513-0025 | 2.5 L | 109
[5 empty] | A452-1 | 1 L | 66
|  |  | Sigma-Aldrich | Fluka Methanol LC-MS Chromasolv >=99% | 34966-1L | 1 L | 20.8
[5 empty] | 34966-2.5L | 2.5 L | 42.6
[5 empty] | 34966-6X1L | 6 x 1 L | 107.5
[5 empty] | 34966-4X2.5L | 4 x 2.5 L | 149
|  |  |  | Methanol Chromasolv Plus HPLC >= 99.9% | 646377-1L | 1 L | 24.5
|  |  |  | MeOH Chromasolv HPLC gradient grd >= 99.9% | 34885-1L-R | 1 L | 26.8
[5 empty] | 34885-2.5L-R | 2.5 L | 53.5
[5 empty] | 34885-6X1L-R | 6 x 1 L | 140
[5 empty] | 34885-4X2.5L-R | 4 x 2.5 L | 186
11-4 | acetonitrile (LC-MS grade) [CAS 75-05-8] |  | Sigma-Aldrich | LC-MS CHROMASOLV®, >=99.9% (Riedel-de Haën) | 34967-1L | 1 L | 70 YTL
[5 empty] | 34967-2.5L | 2.5 L | 100.5
|  |  | Merck | hypergrade for liquid chromatography (LC/MS) LiChrosolv® | 1.00029.2500 | 2.5 L glass
11-5 | acetonitrile (HPLC grade) [CAS 75-05-8] |  | Sigma | CHROMASOLV® gradient grade, for HPLC, >=99.9% (Riedel-de Haën) | 34851-2.5L | 2.5 L glass | 50.6
|  |  | Merck | gradient grade for liquid chromatography LiChrosolv® Reag. Ph Eur | 1.00030.2500 | 2.5 L glass
[5 empty] | 1.00030.4000 | 4 L glass
|  |  | Fisher |  | A998-1 | 1 L
11-6 | trifluoroacetic acid (TFA, MS-grade) [CAS 76-05-1] |  | Sigma |  | T6508-10AMP | 10 x 1 ml ampule | 103.79
|  |  | Pierce |  | 28904 | 10 x 1 ml ampule
11-7 | formic acid (LC-MS/ESI grade) [CAS 64-18-6] |  | Sigma-Aldrich | puriss. p.a., eluent additive for LC-MS, ~98% (T) (Fluka) | 56302-10X1ML-F | 10 x 1 ml ampule | 100.42
|  |  | ThermoScientific/Pierce / Fisher | Formic Acid 99+% | 28905 | 10 x 1 ml ampule | 47
11-8 | ACTH 18-39, human [CAS 53917-42-3] |  | Sigma |  | A8346-5X1VL | 5 vials, 10 nmol/vial | 260 YTL
11-9 | Bradykinin fragment |  | Sigma |  | B4181-5X1VL | 5 vials, 10 nmol/vial | 260 YTL
11-10 | [Glu1]-Fibrinopeptide B human [CAS 103213-49-6] |  | Sigma-Aldrich | >=90% (HPLC) | F3261-.1MG | 100 ug | 55.3
[5 empty] | F3261-.5MG | 500 ug | 184
[5 empty] | F3261-1MG | 1 mg | 296.5
11-11 | Leu-enkephalin (YGGFL) |  | Sigma-Aldrich | Leucine enkephalin acetate hydrate >=95% HPLC | L9133-10MG | 10 mg | 50.4
[5 empty] | L9133-25MG | 25 mg | 86.2
11-12 | Met-enkephalin (YGGFM) [CAS 82362-17-2] |  | Sigma-Aldrich | [Met5]Enkephalin acetate hydrate | M6638-1MG | 1 mg | 9.9
[5 empty] | M6638-5MG | 5 mg | 32.1
[5 empty] | M6638-10MG | 10 mg | 50.5
11-13 | Angiotensin II, human (A2, DRVYIHPF) [CAS 4474-91-3] |  | Sigma-Aldrich | DRVYIHPF, two acetate monohydrate | A9525-1MG | 1 mg | 13.6
[5 empty] | A9525-5MG | 5 mg | 40.5
[5 empty] | A9525-25MG | 25 mg | 172.5
11-14 | 5-Peptide Mix for HPLC (?) |  | Sigma-Aldrich | mix of GY, VTV, Leu-Enk, Met-Enk, A2 | H2016-1VL | 0.5 mg ea | 36
11-15 | Angiotensin I, human [CAS 70937-97-2] |  | Sigma-Aldrich | >=90% (HPLC) | A9650-1MG | 1 mg | 28.3 |  | monoisotopic: 1296.6853
[5 empty] | A9650-5MG | 5 mg | 83.7
[5 empty] | A9650-10MG | 10 mg | 151
11-16 | Substance P amide, acetate hydrate [CAS 137348-11-9 (free base)] |  | Sigma-Aldrich | >= 95% (HPLC) | S6883-.5MG | 500 ug | 36
[5 empty] | S6883-1MG | 1 mg | 46
[5 empty] | S6883-5MG | 5 mg | 150.1
11-17 | Renin substrate tetradecapeptide (porcine) Angiotensinogen 1-14 [CAS 20845-02-7] |  | Sigma-Aldrich | >= 97% (HPLC) | R8129-.5MG | 500 ug | 51.2
[5 empty] | R8129-1MG | 1 mg | 84.6
[5 empty] | R8129-10MG | 10 mg | 467.5
11-18 | MS Calibration Kit |  | Sigma |  | MSCAL1-1KT | 1 kit | 570 YTL | each vial in kit contains 10 nmol of bradykinin 1-7 (B4181), ACTH 18-39 (A8436), P14R (P2613), insulin B ch oxid (I6154), insulin (I6279), cyt c (C8857), apomyoglobin (A8971), BSA (A8471), aldolase (A9096), angiotensin II (A8846). Also 4 x 10 mg CHCA (C8982), sinapinic acid (S8313), 30 ml TFA soln, 30 ml MeCN, 4 ml 1% TFA
11-19 | 50 µm fused silica capillary |  | PolymicroTech |  | 200017 | 10 m | 190 YTL
11-20 | 75 µm fused silica capillary |  | PolymicroTech |  | 200019 | 10 m | 190 YTL
11-21 | 200 µl racked tips |  | Fisher |  | NC9818449 | 10 x 96 ct | 105 YTL
11-22 | 20 µl conductive racked tips |  | Fisher |  | 02-707-273 | 10 x 96 ct | 140 YTL
11-23 | autosampler vials |  | Waters | Total Recovery Vials, 12x32 mm PTFE/silicon septa | 186000384C | 100 ct | 200 YTL
11-24 | Glass Capillary |  | Waters | NanoVial | M956231AD1-S | 10 pk | 265 TL
45962 | conductive elastomer for glass capillary |  | Waters | conductive elastomer | 6028626 |  | 320 TL
11-25 | Multidimensional Chromatography Setups/Systems/Kits |  | Waters | 2 Dimensional LC/MS Kit | 176000513 |  | 1950 |  | * NanoEase™ Symmetry300™ C18 3.5 µm Trap Column 5/pack * NanoEase™ Atlantis™ dC18 3 µm, 75 µm x150 mm * NanoEase™ SCX 300Å Trap Column 5/pack * Rapigest™ SF 1 mg Vial (5 Pack)
11-26 | Ladder sequencing |  | Sigma-Aldrich | Carboxypeptidase A (bovine pancreas) [CAS 11075-17-5] | C9268 |  |  |  | preferentially cleaves residues whose C terminal end is NOT ionized (D, E, R, K)
|  |  |  | Carboxypeptidase B (human pancreas) [CAS 80651-95-2] | C5233 |  |  |  | cleaves basic (K/R) residues preferentially
|  |  |  | Carboxypeptidase P (Penicillium janthinellum) [CAS 9075-64-3] | C5396 |  |  |  | preferntially cleaves C-terminal residues that are NOT Ser, Pro, or Gly
21946
|  |  |  | Carboxypeptidase W (wheat) [CAS 9046-67-7] | C6742
|  |  |  | Carboxypeptidase Y (S. cerevisiae) [CAS 9046-67-7] | C3888 |  |  |  | preferentially cleaves when the N and N-1 residues are aromatic (F, Y, W, H)
21943
|  |  | Affymetrix/USB | Carboxypeptidase Y (S. cerevisiae) [CAS 9046-67-7] | 12758 | 1, 5, 10 mg | $34, 116, 196
|  |  |  | Carboxypeptidase B (porcine pancreas) | 10103233001 | 5 mg in 1 ml | 149
|  |  | Roche Applied Sci | Carboxypeptidase Y sequencing grade | 11111914001 | 3 x 20 ug | 308
|  |  | Worthington | Carboxypeptidase B PMSF-treated (porcine pancreas) | LS001722 | 1000 U | 34
[5 empty] | LS001724 | 3000 U | 76
|  |  | ThermoScientific/Pierce | Carboxypeptidase Y | 20212 | 1 mg |  | LabTicaret
Cell/Tissue Culture
12-1 | Hank's Balanced Salt Solution (HBSS) Ca/Mg-free +phenol red |  | Hyclone/Perbio | HBSS no Ca/Mg 1X liquid | SH30031.02 | 500 ml bottle |  | Sacem
[5 empty] | SH30031.03 | 1000 ml bottle |  | Sacem
|  |  |  | HBSS no Ca/Mg powder | SH30016.02 | 2 pkg (5 L each)
|  |  | Sigma | HBSS 10X concentrate | H4385-6x100ML | 6 x 100 ml (10X) |  |  | makes 6 liters total
12-2 | Dulbecco's Phosphate-Buffered Saline (D-PBS) no Ca/Mg/phenol red |  | Hyclone/Perbio | D-PBS 1X liquid | SH30028.02 | 500 ml bottle
[5 empty] | SH30028.03 | 1000 ml bottle
|  |  |  | D-PBS 10X liquid | SH30378.02 | 500 ml bottle
|  |  | Sigma-Aldrich | DPBS | D8537-500ML | 500 ml bottle | 13.2
[5 empty] | D8537-6X500ML | 6 x 500 ml | 65
[5 empty] | D8537-24X500ML | 24 x 500 ml | 237.5
[5 empty] | D8537-1L | 1 L | 24.1
[5 empty] | D8537-6X1L | 6 x 1 L | 109.5
|  |  |  | DPBS (10 X) | D1408-100ML | 100 ml bottle | 12
[5 empty] | D1408-500ML | 500 ml bottle | 39.7
[5 empty] | D1408-6X500ML | 6 x 500 ml | 195
|  |  |  | DPBS powder | D5773-10X1L | 10 x 1 L pkg | 25.4 |  | will make 9.7 g/L
[5 empty] | D5773-10L | 10 L pkg | 15.6 |  | will make 9.7 g/L
12-3 | Pen-Strep: 10,000 U/ml penicillin-10,000 ug/ml streptomycin in 0.85% NaCl (100 X concentrate) |  | Hyclone/Perbio | Pen-Strep | SV30010 | 100 ml bottle |  |  | store -20
|  |  | Sigma-Aldrich | Penicillin-Streptomycin 100x liq | P0871-20ML | 20 ml bottle | 9.5 |  | in saline
[5 empty] | P0871-100ML | 100 ml bottle | 14.4
|  |  |  | Penicillin-Streptomycin powder | P3539-20ML | makes 20 ml | 16.9 |  | reconstitute in 20 ml sterile water
[5 empty] | P3539-50ML | makes 50 ml | 35.9 |  | reconstitute in 50 ml sterile water
12-4 | Trypsin: 2.5% |  | Hyclone/Perbio | 2.5% trypsin (10X) | SV30037.01 | 100 ml bottle
|  |  | Sigma-Aldrich | 2.5% trypsin (10X) | T4549-20ML | 20 ml bottle | 9.3 |  | in 0.9% NaCl
[5 empty] | T4549-100ML | 100 ml bottle | 17.6
|  |  |  | 2.5% trypsin (10X) in HBSS | T4674-100ML | 100 ml bottle | 32.8 |  | + phenol red
|  |  |  | 0.25% trypsin (1X) in HBSS | T4424-100ML | 100 ml bottle | 12.4 |  | + phenol red
[5 empty] | T4424-500ML | 500 ml bottle | 52.8 |  | + phenol red
12-5 | Trypsin-EDTA ready: 0.25% trypsin, 0.1% (1 g/L) EDTA |  | Hyclone/Perbio | Trypsin-EDTA | SH30026.01 | 100 ml bottle
[5 empty] | SH30026.02 | 500 ml bottle
12-6 | Trypsin-EDTA ready: 0.25% trypsin, 0.02% (0.2 g/L) EDTA |  | Sigma-Aldrich | Trypsin-EDTA in HBSS | T4049-100ML | 100 ml bottle | 14 |  | + phenol red
[5 empty] | T4049-500ML | 500 ml bottle | 43.6 |  | + phenol red
12-7 | Trypsin-EDTA ready: 0.05% trypsin, 0.02% (0.2 g/L) EDTA |  | Hyclone/Perbio | Trypsin-EDTA | SH30236.01 | 100 ml bottle
[5 empty] | SH30236.02 | 500 ml bottle
|  |  | Sigma-Aldrich | Trypsin-EDTA in HBSS | T3924-100ML | 100 ml bottle | 12.9 |  | + phenol red
[5 empty] | T3924-500ML | 500 ml bottle | 44 |  | + phenol red
12-8 | Trypsin-EDTA ready (10X): 0.5% trypsin, 0.2% (0.2 g/L) EDTA |  | Sigma-Aldrich | Trypsin EDTA (10x) in saline | T4174-20ML | 20 ml bottle | 10 |  | makes 200 ml
[5 empty] | T4174-100ML | 100 ml bottle | 20.7 |  | makes 1 L
12-9 | DMEM (low glucose 1 g/L) |  | Sigma-Aldrich | DMEM low glucose | D5546-500ML | 500 ml bottle | 11.2 |  | add 0.584 g/L Gln
[5 empty] | D5546-6X500ML | 6 x 500 ml | 53.8 |  | add 0.584 g/L Gln
[5 empty] | D5546-24X500ML | 24 x 500 ml | 193 |  | add 0.584 g/L Gln
[5 empty] | D5546-1L | 1 L bottle | 21.3 |  | add 0.584 g/L Gln
[5 empty] | D5546-6X1L | 6 x 1 L | 99.9 |  | add 0.584 g/L Gln
12-10 | DMEM (high glucose 4.5 g/L) |  | Sigma-Aldrich | DMEM high glucose | D5671-500ML | 500 ml bottle | 10.6 |  | add 0.584 g/L Gln
[5 empty] | D5671-6X500ML | 6 x 500 ml | 53.6 |  | add 0.584 g/L Gln
[5 empty] | D5671-1L | 1 L bottle | 20.5 |  | add 0.584 g/L Gln
[5 empty] | D5546-6X1L | 6 x 1 L | 91.2 |  | add 0.584 g/L Gln
12-11 | DMEM/Ham's F-12 (1:1) w/ Gln |  | Hyclone/Perbio | DMEM/F-12 w/Gln | SH30272.01 | 500 ml bottle
[5 empty] | SH30272.02 | 1 L bottle
|  |  | Sigma-Aldrich | DMEM/F-12 w/Gln | D8062-500ML | 500 ml bottle | 13.2
[5 empty] | D8062-6X500ML | 6 x 500 ml | 66.8
12-12 | Ham's F-12 |  | Hyclone/Perbio | Ham's F12 w/Gln | SH30026.01 | 500 ml bottle
[5 empty] | SH30026.02 | 1 L bottle
12-13 | alpha-MEM, w/Gln, +NTPs, + dNTPs |  | Hyclone/Perbio | alpha-MEM | SH30265.01 | 500 ml bottle
[5 empty] | SH30265.02 | 1 L bottle
12-14 | RPMI-1640 |  | Hyclone/Perbio | RPMI-1640 w/o Gln | SH30096.01 | 500 ml bottle
[5 empty] | SH30096.02 | 1 L bottle
12-15 | Glutamine (powder) |  | Hyclone/Perbio | L-Gln (Powder) | SH30336.01 | 25 g
|  |  | Sigma-Aldrich | L-Gn (cell cult-tested) | G6392-1VL | 0.292 g in 50 ml vial | 11.2 |  | makes 10 ml of 200 mM
[5 empty] | G6392-10VL | 10 x 0.292 g/vial | 58.1 |  | makes 10 x 10 ml of 200 mM
12-16 | Glutamine, 200 mM (100 X) |  | Sigma-Aldrich | L-Gln solution 200 mM | G7513-20ML | 20 ml | 7.2
[5 empty] | G7513-100ML | 100 ml | 16.4
12-17 | Trypan Blue (cell viability testing quality) |  | Sigma-Aldrich | Trypan Blue powder | T6146-5G | 5 g | 14.5
[5 empty] | T6146-5G | 25 g | 27.9
|  |  |  | Trypan Blue 0.4% in 0.81% NaCl, 0.06% K2HPO4 | T8154-20ML | 20 ml | 8.2
[5 empty] | T8154-100ML | 100 ml | 16.4
12-19 | BrdU Immunofluorescence kit (cell proliferation microscopy) |  | Roche |  | 11296736001
12-20 | BrdU immunocyto/histochemical kit (cell proliferation microscopy) |  | Roche |  | 11299964001
Clinical Chemistry
13-1 | Total Cholesterol |  | Stanbio (via Fisher) | LiquiColor Test (Enzymatic) with Lipid Clearing Factor READY-TO-USE LIQUID | SB-1010-430 | 4x30ml + 1x3ml (200 mg/dL std) | 93.84 |  | Modified Trinder, enough for 120 tests; linear to 750 mg/dl, Use for Total and HDL-Cholesterol, Lambda(max) = 500 nm
|  |  | Stanbio (via Fisher) | Cholesterol Test (Enzymatic) -- POWDER (stable up to 60 days at 2-8 deg)--NO LIPID-CLEARING AGENT | SB-1015-101 | 10x15ml + 1x3ml (200 mg/dL std) | 94.84 |  | Modified Trinder, enough for 120 tests; linear to 600 mg/dl, Use for Total and HDL-Cholesterol, Lambda(max) = 500 nm
|  |  | Amresco | Cholesterol clinical chemistry reagent | 359 | 10x100 ml |  |  | enzymatic, endpoint method stable for 30 d in cold after reconstitution
[5 empty] | 4720050 | 6x50 ml
13-1 | HDL-Cholesterol |  | Stanbio (via Fisher) | HDL-Cholesterol Test Mg/Dextran Sulfate Methodology | SB-0599-020 | 20 ml | 43.14 |  | Precipitating agent
|  |  | Stanbio | Direct HDL-Cholesterol LiquiColor Test (Enzymatic) | 0590-040 | R1: 1x30ml + R2:1x10ml |  |  | Homogeneous Method for Direct HDL, linear to 150 mg/dL, read @ 600 nm
|  |  | Amresco | HDL, Liquid Direct | 7360 | 160 ml |  |  | elimination method, stable in cold for 1 year from date of manufacture
[5 empty] | 7660 | 320 ml
|  |  | Kamiya Biomedical | Direct HDL-C | KHD-001 | R1: 1x30ml + R2:1x10ml |  |  | does 100 tests (for Hitachi 717)
|  |  |  | HDL-C calibrator | KHD-C01 | 4 x 1 levels |  |  | lyophilized calibrator
|  |  |  | Liquid Lipid Control | K58C | 2 levels |  |  | HDL-C control
| HDL/LDL-Cholesterol |  | Stanbio | Direct HDL/LDL-Cholesterol Calibrator | 0595-003 | 1x3 ml |  |  | lyophilized human serum with HDL & LDL, stable 21 d at 2-8 deg
| LDL Cholesterol |  | Stanbio | Direct LDL-Cholesterol | 0710-040 | R1: 1x30ml + R2:1x10ml |  |  | linear to 400 mg/dl, read @ 600 nm
|  |  | Amresco | LDL, Liquid Direct | 7365 | 160 ml |  |  | stable for 1 year in cold after date of manufacture
| Triglyceride |  | Stanbio | Triglyceride LiquiColor Test (Mono) w;/ Lipid Clearing Factor READY-TO-USE LIQUID | 2200-430 | 4x30ml + 1x2ml 200 mg/dl STD |  |  | xlnt correlation with INT and UV methodologies, 5 min @ 37 C or 10 min @ 15-30 C, linear to 1000 mg/dL
|  |  | Stanbio (via Fisher) | Triglyceride LiquiColor Test (Enzymatic) w;/ Lipid Clearing Factor, with glycerylphosphate oxidase methodology READY-TO-USE LIQUID | SB-2100-430 | R1: 4x30ml + R2:1x1.8ml + 1x2ml 200mg/dl STD | 159.98 |  | xlnt correlation with INT and UV methodologies, reagent stable up to 6 weeks at 2-8 deg.
|  |  | Stanbio | Triglyceride Test (Enzymatic) POWDER form | 2150-101 | 10x15ml + 1x2ml (200 mg/dL std) |  |  | stable up to 30 d in 2-8 C after reconstitution, linear up to 1000 mg/dl, read @ 500 nm
|  |  | Amresco | Triglycerides (GPO) | 4915020 | 20x20 ml |  |  | enzymatic GPO Trinder endpoint method usable 14 days after reconstitution, store in cold
[5 empty] | 4915050 | 12x50 ml
|  |  | Sigma-Aldrich | Serum Triglyceride Deteriminatin Kit (250 tests) | TR0100-1KT | kit for 250 tests | 757 |  | This kit contains 10x40ml of F6428 and 5x10ml T2449
|  |  |  | Triglyceride Reagent | T2449-10ML | 10 ml | 64.9 |  | contains lipases to generate glycerol
|  |  |  | Free Glycerol Reagent | F6428-40ML | 40 ml | 62.4 |  | multiple coupled enzyme kit for determination at 540 nm
| Total Protein |  | Stanbio (via Fisher) | Total Protein LiquiColor Test, READY-TO-USE liquid reagent | 0250-500 | 2x250ml + 1x3ml 10 g/dL STD | 47.45 |  | biuret reaction linear to 10 g/dL, read @ 550 nm
|  |  | Amresco | Total Protein | 1456500 | 500 ml reagent |  |  | uses biuret endpoint meothod, stable for 1 year in cold after date of manufacture
Enzyme Activities & Special Chemistries
Lipoprotein Lipase (LPL) Activity
14-1 | Radioactive Kits |  | Research Diagnostics | Confluolip (Continuous Fluorometric Lipase Test) NO RADIOACTIVITY | RDI-PROPR2003 | 1 kit | 315 |  | Total Lipase Test (see http://www.researchd.com/miscabs/lipasekt.htm)
14-2 | Triolein |  | Sigma-Aldrich | Triolein (CAS 122-32-7) | Supelco 44895-U | 1 x 2 ml (5 mg/ml) | 29.6 |  | in pyridine
|  |  |  | Glyceryl trioleate, FW=885.43 | T7140-500MG | 500 mg | 26.3 |  | >=99%
[5 empty] | T7140-1G | 1 g | 41.1
|  |  | Spectrum Chem & Lab Prod | Triolein | T3108-01 | 1 g | 29.65
[5 empty] | T3108-02 | 5 g | 84.25
14-3 | Radiolabeled triolein |  | American Radiolabeled Chemicals, Inc (ARC) | [14C(U)-glycerol]triolein | ARC3076 | 50 uCi | 999 |  | 50-100 mCi/mmol, 0.1 mCi/ml in 1:1 toluene:EtOH
[6 empty] | 250 uCi | 1999
|  |  |  | [9,10-3H(N)]triolein | ART0199 | 1 mCi | 399 |  | 20-60 Ci/mmol, 1 mCi/ml in 1:1 toluene:EtOH under argon
[6 empty] | 5 mCi | 999
|  |  |  | [1,2,3-3H-glycerol]triolein | ART0413 | 250 uCi | 649 |  | 5-10 Ci/mmol, 1 mCi/ml in 1:1 toluene:EtOH under argon
[6 empty] | 1 mCi | 1099
|  |  |  | [1-14C(carboxyl)]triolein | ARC0291 | 50 uCi | 699 |  | 50-60 mCi/mmol, 0.1 mCi/ml in 1:1 toluene:EtOH this is used in Iverius-Brunzell assay
[6 empty] | 250 uCi | 1749
|  |  | New England Nuclear (NEN), part of Perkin-Elmer | [9,10-3H(N)]triolein | NET431001MC | 1 mCi | 395
|  |  |  | [1-14C(carboxyl)]triolein | NEC674050UC | 50 uCi | 625
[5 empty] | NEC674250UC | 250 uCi | 1707
14-4 | Lipoprotein Lipase enzyme |  | MP Biomedicals Inc (via Fisher) | Lipoprtoein Lipase | ICN19007280 | 100 U | 25 |  | for use in positive control
[5 empty] | ICN19007290 | 500 U | 96.17
|  |  | Sigma-Aldrich | Lipoprtoein Lipase, bovine milk | L2254-1KU | 1000 U | 144 |  | for use in positive control, 2000-6000 U/mg (BCA protein), ammonium sulftate suspension
|  |  |  | Lipoprotein Lipase, from Pseudomonas sp. (recomb.?) | L9656-10MG | 10 mg | 106 |  | for use in positive control, >= 50,000 U/mg lyophilized powder
14-5 | PEP (phosphoenolpyruvate) |  | Sigma-Aldrich | Phosphoenolpyruvic acid monosodium salt hydrate (CAS #53823-68-0) FW=208.04 | 79418-250MG | 250 mg | 64.3 |  | >=98% (NT) Fluka
[5 empty] | 79418-1G | 1 g | 208.5
[5 empty] | P0564-100MG | 100 mg | 29.5 |  | >= 97% enzymatic
[5 empty] | P0564-250MG | 250 mg | 58.5
[5 empty] | P0564-1G | 1 g | 189.5
|  |  |  | Phosphoenolpyruvic acid monopotassium salt (CAS #4265-07-0) FW=206.13 | 79415-250MG | 250 mg | 126 |  | >= 98.0% enzymatic Fluka
[5 empty] | 79415-1G | 1 g | 252.5
[5 empty] | 79415-5G | 5 g | 1125
[5 empty] | P7127-100MG | 100 mg | 54.5 |  | >= 97% enzymatic
[5 empty] | P7127-250MG | 250 mg | 114.5
[5 empty] | P7127-500MG | 500 mg | 146.5
[5 empty] | P7127-1G | 1 g | 229.5
|  |  |  | Phosphoenolpyruvic acid tricyclohexyl ammonium salt (CAS #35556-70-8) FW=465.56 | P7252-250MG | 250 mg | 60 |  | >= 98% enzymatic
[5 empty] | P7252-500MG | 500 mg | 113.5
|  |  | Thermo Sci Acros (via Fisher) | Phosphoenolpyruvic acid monopotassium salt | AC22910-2500 | 250 mg | 97.4 |  | 99%
|  |  | Alfa Aesar (via Fisher) |  | AAB2035806 | 5 g | 116.53 |  | 99%
|  |  | Thermo Sci Acros (via Fisher) | Phosphoenolpyruvic acid tricyclohexyl ammonium salt (CAS #35556-70-8) FW=465.56 | AC22849-1000 | 100 mg | 50 |  | 98%
[5 empty] | AC22849-5000 | 500 mg | 54.8
14-6 | adenosine-5'-triphosphate (ATP) |  | Sigma-Aldrich | Adenosine-5'-triphosphate disodium salt (CAS #987-65-5) FW=551.14 | A7699-1G | 1 g | 58.4 |  | >= 99% Sigma Ultra
[5 empty] | A7699-5G | 5 g | 149
[5 empty] | A2383-1G | 1 g | 31.4 |  | >=99% "grade I" from microbial source
[5 empty] | A2383-5G | 5 g | 85.2
[5 empty] | A3377-500MG | 500 mg | 21 |  | >=99% "grade II" crystalline, from microbial source
[5 empty] | A3377-1G | 1 g | 26.2
[5 empty] | A3377-5G | 5 g | 55.4
[5 empty] | A3377-10G | 10 g | 89.5
|  |  |  | Adenosine-5'-triphosphate disodium salt (CAS #34369-07-8) FW=551.14 | A26209-1G | 1 g | 27 |  | 99% Aldrich
[5 empty] | A26209-5G | 5 g | 73.5
|  |  | Applichem (via Fisher) | Adenosine 5'-triphosphoric Acid Disodium Salt (CAS #987-65-5) FW=551.14 | 50824340 | 5 g | 59
[5 empty] | 50824341 | 10 g | 77.46
|  |  | Andwin (via Fisher) | Adenosine 5'-Triphosphate Disodium (CAS #987-65-5) FW=551.14 | NC9085898 | 1 g | 88.4 |  | >= 95%
|  |  | ICN (via Fisher) | Adenosine-5`-Triphosphate Disodium Salt Hydrate (CAS #51963-61-2) FW=551.14 | ICN15026605 | 5 g | 37.96
14-7 | nicotinamide adenine dinucleotide reduced (NADH) |  | Sigma-Aldrich | beta-nicotinamide adenine dinucleotide, reduced dipotassium salt (CAS # 104809-32-7) FW=741.62 | N4505-100MG | 100 mg | 51 |  | ~98%
[5 empty] | N4505-500MG | 500 mg | 141.5
[5 empty] | N4505-1G | 1 g | 232
|  |  | Thermos Sci Acros Organics (via Fisher) | beta-Nicotinamide adenine dinucleotide, disodium salt, hydrate (CAS #606-68-8) FW=709.41 | AC27110-0010 | 1 g | 63.5 |  | 98%
|  |  | EMD Biosci (via Fisher) | NADH Disodium Salt | NC9073061 | 1 g | 94.9
|  |  | USB Corp (via Fisher) | beta-Nicotinamide Adenine Dinucleotide-Reduced | NC9948089 | 1 g | 72.8
|  |  | RPI Corp (via Fisher) | Nicotinamide Adenine Dinucleotide | 50213547 | 1 g | 57.5
14-8 | pyruvate kinase (EC ) |  | Sigma-Aldrich | pyruvate kinase from rabbit muscle (CAS #9001-59-6) | P1831-10KU | 10,000 U | 77.5 |  | type I, >40 U/mg, amm sulfate suspension
[5 empty] | P1506-1KU | 1000 U | 27 |  | type II, 400-800 U/mg, amm sulfate susp.
[5 empty] | P1506-5KU | 5000 U | 50.6
[5 empty] | P9136-1KU | 1000 U | 35.2 |  | type III, 350-600 U/mg, lyophilized powder
[5 empty] | P9136-5KU | 5000 U | 93
|  |  | MP Biomed (via Fisher) | pyruvate kinase | ICN15200005 | 5000 U | 45.74
|  |  | Sigma-Aldrich | pyruvate kinase/lactate dehydrogenase from rabbit muscle | P0294-5ML | ~5000 U LDH + ~3500 U pyr kinase | 80.5 |  | 1000 U/ml LDH and 700 U/ml pyruivate kinase in buffered aqueous glycerol solution
14-9 | myokinase (EC 2.7.4.3) |  | Sigma-Aldrich | myokinase from rabbit muscle (CAS #9013-02-9) | M3003-1KU | 1000 units | 36 |  | 1500-3000 U/mg in ammonium sulfate suspension
[5 empty] | M3003-2.5KU | 2500 U | 57.3
[5 empty] | M3003-5KU | 5000 U | 101.5
14-10 | lactate dehydrogenase (LDH: EC 1.1.1.27) |  | Sigma-Aldrich | lactate dehydogenase from bovine heart (CAS #9001-60-9) | L2625-2.5KU | 2500 U | 27.5 |  | type III, 500-700 U/mg, amm sulfate susp
[5 empty] | L2625-12.5KU | 12,500 U | 78.1
[5 empty] | L1006-2.5KU | 2500 U | 43.6 |  | type XVII, 400-600 U/mg, buffered aqueous glycerol solution
[5 empty] | L1006-12.5KU | 12,500 U | 159.5
|  |  |  | LDH from bovine skeletal muscle | L1378-3KU | 3000 U | 64.9
|  |  |  | LDH from rabbit sk muscle | L2500-5KU | 5000 U | 26.2 |  | type II, 800-1200 U/mg, amm sulfate susp
[5 empty] | L2500-10KU | 10,000 U | 40.4
|  |  | Worthington (via Fisher) | lactate dehydogenase | NC9472586 | 5000 U | 124.8
|  |  | Sigma-Aldrich | pyruvate kinase/lactate dehydrogenase from rabbit muscle | P0294-5ML | ~5000 U LDH + ~3500 U pyr kinase | 80.5 |  | 1000 U/ml LDH and 700 U/ml pyruivate kinase in buffered aqueous glycerol solution
14-11 | coenzyme A |  | Sigma-Aldrich | Coenzyme A sodium salt hydrate (CAS #55672-92-9) FW=767.53 | C3144-10MG | 10 mg | 34.9 |  | from yeast
[5 empty] | C3144-50MG | 50 mg | 54.1
[5 empty] | 27593-10MG | 10 mg | 38.1 |  | 96%, by HPLC BioChemika
[5 empty] | 27593-50MG | 50 mg | 143.5
|  |  |  | Coenzyme A trilithium salt (CAS #18439-24-2) FW=785.33 | C3019-10MG | 10 mg | 32.4 |  | ~95% from yeast
[5 empty] | C3019-25MG | 25 mg | 57.3
[5 empty] | 27594-10MG | 10 mg | 35.6 |  | ~95% by HPLC BioChemika
[5 empty] | 27594-50MG | 50 mg | 121
|  |  | Fisher BioReagents | Coenzyme A, trilithium | BP251025 | 25 mg | 41.57 |  | 96%, trilith
|  |  | MP Biomed (via Fisher) | Coenzyme A | ICN10480950 | 50 mg | 108.76
14-12 | acyl CoA synthetase (EC 6.2.1.3) |  | Sigma-Aldrich | Acyl-coenzyme A Synthetase from Pseudomonas sp (CAS 9013-18-7) | A3352-1UN | 1000 mU | 101 |  | >= 2000 mU/mg
14-13 | Florsil (60-100 mesh) |  | Sigma-Aldrich | Florisil (CAS #1343-88-0) | 220744-250G | 250 g | 48.2 |  | coarse powder
[5 empty] | 220752-250G | 250 g | 67.8 |  | reagent grade
14-14 | Antibody to Lipoprotein Lipase |  | Santa Cruz Biotech (SCBT)
|  |  | Abcam (via Fisher) | anti-lipoprotein lipase | NC9574058 | 100 ug | 373.75 |  | vendor's AB21356 antibody
14-15 | Phosphatidylcholine (lysolecithin) |  | Sigma-Aldrich | L-α-Phosphatidylcholine (CAS #8002-43-5) from soybean | P7443-100MG | 100 mg | 69.2 |  | ~99% by TLC, lyophilized powder
Proteins & Peptides
16-1 | bovine serum albumin (fatty acid-free) |  | Sigma-Aldrich | BSA Essentially fatty acid free | A7511-250MG | 250 mg | 21.3 |  | ≥97% (agarose gel electrophoresis), lyophilized powder
[5 empty] | A7511-1G | 1 g | 47.8
|  |  |  | Fatty acid free, cell culture tested | A8806-1G | 1 g | 28.2 |  | ≥96% agarose gel electrophoresis, lyophilized powder
[5 empty] | A8806-5G | 5 g | 94.2
|  |  |  | Essentially fatty acid free | A6003-1G | 1 g | 20.8 |  | ≥96% (agarose gel electrophoresis), lyophilized powder
[5 empty] | A6003-5G | 5 g | 61.7
16-2 | Peptide Synthesis Service
| a2-Macroglobulin |  | Affiland | alpha2-Macroglobulin | alpha2-hM | 1, 5, 10 mg | 70, 240, 400 euro |  | affinity purified
Radiometry/Radioisotopes
17-1 | Aqueous Liquid Scintillation Cocktails |  | LabLogic | SafeScint 1:1 | LABSC20002 | 2 x 4L |  |  | universal, biodeg, 10 ml samp + 10 ml cocktail
|  |  |  | ScintLogic Econo - Universal | LABSC19030 | 2 x 5L |  |  | 4 ml sample + 10 ml cocktail
|  |  |  | ScintLogic HiCount - High Efficiency | LABSC10010 | 2 x 5L |  |  | for low-medium ionic strength solutons 3 + 10 ml, biodeg
|  |  |  | ScintLogic MaxMix - High Capacity | LABSC15020 | 2 x 5L |  |  | 4 ml sample + 10 ml cocktail, biodeg
|  |  | MPBiomedicals (via Fisher) | BetaBlend LSF | ICN88245001 | 1 gal |  |  | for aqueous
|  |  |  | CytoScint ES LSF | ICN88245301 | 1 gal | 303.89 |  | biodeg, goof for small aq vols, best for tritium
[5 empty] | ICN88245305 | 5 gal | 402.41
|  |  |  | EcoLume LSF |  |  |  |  | mod to large aq sample (40% v/v), for high ionic strength
|  |  |  | UniverSol ES LSF |  |  |  |  | aq from 0-15% are monophasic
(Fourier-transform) Infrared (FTIR) Spectroscopy
18-1 | deuterated water (D2O) |  | Sigma-Aldrich | 99.994% atom D | 613398 | 10, 50 g | $112 / 289
|  |  |  | 99.990% atom D | 191701 | 10, 50 g | $77 / $203
|  |  |  | 99.990% atom D | 453366 | 10 x 0.5 ml | 68
|  |  |  | 99.98% atom D | 364312 | 10 g | 39
|  |  |  | 99.96% atom D | 151890 | 10, 50, 125 g | $37 / 114 / 251
|  |  |  | 99.96% atom D | 269786 | 10 x 0.5 ml | 26
|  |  |  | 99.96% atom D | 441368 | 10 x 0.75 ml | 37
|  |  |  | 99.96% atom D | 423459 | 10 x 1.0 ml | 45
|  |  |  | 99.96% atom D | 192341 | 10, 30 g | $62 / 161
|  |  |  | 99.9% atom D | 151882 | 10, 25, 100, 125, 250, 500 g | $15 / 29 / 83 / 108 / 189 / 377

## Genomics Consumables
See main sections on the right
# | Item Description / Product Class | Qty or Est. Use | Manufacturer/ Supplier | Product Name/Description | Prod/Cat Num | Unit Count-Amount / Pkg Type | Last Proforma or Cat Price | Local Vendor | Comment
Sample Storage/Holding/ Reaction
1-1 | PCR tube, flat cap |  | Fisher | FB 0.2 mL PCR Flat-Cap Tubes, natural | 14-230-225 | 1000 / case | 89
|  |  |  | FB 0.2 mL PCR Flat-Cap Tubes, blue | 14-230-227 | 1000 / case | 89
|  |  |  | FB 0.2 mL PCR Flat-Cap Tubes, green | 14-230-228 | 1000 / case | 89
|  |  |  | FB 0.2 mL PCR Flat-Cap Tubes, red | 14-230-226 | 1000 / case | 89
|  |  |  | FB 0.2 mL PCR Flat-Cap Tubes, yellow | 14-230-229 | 1000 / case | 89
1-2 | PCR tube, domed cap |  |  | FB 0.2 mL PCR Domed-Cap Tubes, natural | 14-230-205 | 1000 / case | 89
|  |  |  | FB 0.2 mL PCR Domed-Cap Tubes, blue | 14-230-207 | 1000 / case | 89
|  |  |  | FB 0.2 mL PCR Domed-Cap Tubes, green | 14-230-208 | 1000 / case | 89
|  |  |  | FB 0.2 mL PCR Domed-Cap Tubes, red | 14-230-206 | 1000 / case | 89
|  |  |  | FB 0.2 mL PCR Domed-Cap Tubes, yellow | 14-230-209 | 1000 / case | 89
1-3 | PCR plates, non-skirted |  | Fisher Scientific | FB 96-well nonskirted PCR plates, clear | 14-230-232 | 300 µl well, 25 / case | 91
|  |  |  | FB 96-well nonskirted PCR plates, blue | 14-230-234 | 300 µl well, 25 / case | 91
|  |  |  | FB 96-well nonskirted PCR plates, green | 14-230-235 | 300 µl well, 25 / case | 91
|  |  |  | FB 96-well nonskirted PCR plates, red | 14-230-233 | 300 µl well, 25 / case | 91
|  |  |  | FB 96-well nonskirted PCR plates, yellow | 14-230-236 | 300 µl well, 25 / case | 91
1-4 | PCR plates, semi-skirted |  | Fisher Scientific | FB 96-well semi-skirted PCR plates, clear | 14-230-244 | 300 µl well, 25 / case | 119
|  |  |  | FB 96-well semi-skirted PCR plates, blue | 14-230-246 | 300 µl well, 25 / case | 119
|  |  |  | FB 96-well semi-skirted PCR plates, green | 14-230-247 | 300 µl well, 25 / case | 119
|  |  |  | FB 96-well semi-skirted PCR plates, red | 14-230-245 | 300 µl well, 25 / case | 119
|  |  |  | FB 96-well semi-skirted PCR plates, yellow | 14-230-248 | 300 µl well, 25 / case | 119
1-5 | PCR plates, skirted |  | Fisher Scientific | FB 96-well skirted, low profile PCR plates, clear | 14-230-237 | 300 µl well, 25 / case | 108
|  |  |  | FB 96-well skirted, low profile PCR plates, blue | 14-230-239 | 300 µl well, 25 / case | 108
|  |  |  | FB 96-well skirted, low profile PCR plates, green | 14-230-240 | 300 µl well, 25 / case | 108
|  |  |  | FB 96-well skirted, low profile PCR plates, red | 14-230-238 | 300 µl well, 25 / case | 108
|  |  |  | FB 96-well skirted, low profile PCR plates, yellow | 14-230-241 | 300 µl well, 25 / case | 108
1-6 | 50 ml polypropylene conical tubes, screw cap (nonsterile) | 500 ct | Fisher | Fisherbrand* Higher-Speed Easy Reader* Plastic Centrifuge Tubes | 06-443-20 | 500 ct, 25/rack | 250
1-7 | 15 ml polypropylene conical tubes, screw cap | 500 ct | Fisher | BD Falcon Blue Max Jr 15 ml graduated tubes (Falcon 352096), 6000 x g | 14-959-49B | 125 ct, 17 s 120 mm | 235
1-8 | 15 ml polystyrene conical tubes, screw cap | 250 ct | Fisher | BD Falcon Blue Max Jr 15 ml graduated tubes (Falcon 352095), 1800 x g max | 05-527-90 | 125 ct, 17 s 120 mm
1-9 | 5 ml PE hinged cap sample vials |  | Fisher |  | 03-338-1C | 100 ct, 15 x 50 mm | 95
1-10 | 0.5 ml polpropylene conical tube | 2000 ct | Fisher |  | 05-406-15 | 1000 ct, 7 x 32 mm, natural color | 45
1-11 | 1.5 ml polypropylene conical tube | 3000 ct | Fisher | Fisherbrand General Purpose Microcentrifuge Tubes | 05-406-16 | 1000 ct, 11 x 41 mm, natural color | 40
1-12 | 1.5 ml polypropylene conical tube w/ locking lids |  | Fisher+C8 |  | 05-669-32 | 1000 ct, 10.4 x 40.6 mm | 55
1-13 | 0.2-1.3 ml pipet tips for Gilson Pipetman P-1000 | 2000 ct | Fisher |  | 22-023350 | 1000 ct bulk pack | 70
1-14 | 0-200 µl pipet tips for Gilson Pipetman P-20, P-100, P-200 | 2000 ct | Fisher | Fisherbrand Standardization Tips | 02-681-134 | 1000 ct bulk pack | 40 |  | 10 pack $300
1-15 | 0.1-10 µl pipet tips for Gilson Pipetman P-2 and P-10 | 500 ct | Fisher | Fisherbrand Low Retention Tips | 21-276A | 10 hinged racks w/96 tips each | 80 |  | almost 1000 tips
1-6 |  |  |  |  | 02-681-427 | 500 ct bulk pack | 19 |  | 10 pack: $185
1-16 | GELoader® tips (Eppendorf style) |  | Sigma-Aldrich | Eppendorf® GELoader® tips | Z317047 | 1 pack (2 x 96 racked) | 117.92
|  |  | Fisher | Eppendorf Geloader Pipet Tips | 21-380-2M | case of 200 | 118
Reaction Plates / Containers
2-1 | 96-well polystyrene ELISA type |  | Membrane Solutions | ELISA Plate, 96 Wells, Detachable, high binding | LBEP196 | 200 plates |  |  | 300-400ng lgG/ cm2
|  |  | ThermoSci / Nunc | Immuno96 MicroWell Solid Plates / MediSorb |  |  |  |  | for serum
Chemicals (for Molecular Biology)
Check proteomics consumables list for many common biochemicals
3-1 | boric acid [CAS 10043-35-3] | 1 kg | Fisher Scientific | Fisher BioReagents Boric Acid (crystalline) | BP168-500 | 500 g
[5 empty] | BP168-1 | 1 kg
3-2 | ethidium bromide [CAS 1239-45-8] | 5 g | Fisher Scientific | Fisher BioReagents Ethidium Bromide | BP102-1 | 1 g
[5 empty] | BP102-5 | 5 g
3-3 | agarose [CAS 9012-36-6] | 500 g | Fisher Scientific | Fisher BioReagents Low-EEO/Multi-Purpose/Molecular Biology Grade | BP160-100 | 100 g
[5 empty] | BP160-500 | 500 g
3-4 | isopropyl-1-thiogalactopyranoside (IPTG) [CAS 367-93-1] | 5 g | Sigma-Aldrich | IPTG ≥99% (TLC), ≤0.1% Dioxane | I6758 | 1 g, 5g, 10 g | 66, 292, 504 euro |  | for 1 L culture, 1 mM IPTG is 240 mg
|  |  |  | IPTG ≥99% (TLC) | I5502 | 1 g, 5g, 10 g | 112, 397, 735 euro
|  |  | Fisher Scientific | IPTG, dioxane-free | BP1755-1 | 1 g | 56
Enzymes (including Restriction Endonucleases)
4-1 | Lysozyme [CAS 12650-88-3] | 2 g | Fisher Scientific | Fisher BioReagents Lysozyme, Egg White | BP535-1 | 1 g
|  |  | Sigma-Aldrich | Lysozyme from chicken egg white dialyzed, lyophilized, powder, ~100000 units/mg | 62970 | 1 g, 5 g | 34, 118 euro
4-2 | Dnase I | 1000 U | Fisher Scientific | Fisher BioReagents RQ1 Dnase | BP3223-1 | 1000 U |  |  | RNase-free
|  |  | Sigma-Aldrich | DNase I, Amplification Grade | AMPD1-1KT |  | 100 euro |  | 1 U = 1 ug DNA digested to oligos in 10 min
4-3 | Mung Bean Nuclease |  | Fisher Scientific | Fisher BioReagents Mung Bean Nuclease | BP3214-1 | 2000 U |  |  | used in mRNA mapping
4-4 | T4 DNA Ligase | 100 U | Fisher Scientific | Fisher BioReagents T4 DNA Ligase | BP3210-1 | 100 U |  |  | 1-30 U / ul; joins 5'-P to 3'-OH in blunt or cohesive duplex
[5 empty] | BP3210-5 | 500 U
4-5 | Terminal Deoxynucleotidyl Transferase | 300 U | Fisher Scientific | Fisher BioReagents Terminal Deoxynucletotidyl transferase | BP3203-1 | 300 U |  |  | 15-30 U / ul, homopolymer tailing to DNA vectors & cDNA, 3'end labeling
[5 empty] | BP3203-5 | 1500 U
4-6 | S1 Nuclease | 10,000 U | Fisher Scientific | Fisher BioReagents S1 nuclease | BP3216-1 | 10,000 U |  |  | 20-1000 U / ul; removes ss termini from ds DNA, selective cleavage of ssDNA
4-7 | Alkaline Phosphatase, calf intestinal (CIAP) | 1000 U | Fisher Scientific | Fisher BioReagents Alkaline Phosphatase, calf intestinal | BP3217-1 | 1000 U |  |  | removes 5'-P from DNA, RNA, NTPs, dNTPs
4-8 | DNA polymerase, Klenow fragment | 150 U | Fisher Scientific | Fisher BioReagents DNA polymerase, Klenow fragment | BP3201-1 | 150 U |  |  | 5-10 U / ul' fills in or labels 3' ends, 2nd strand synth, dideoxy DNA seq; 3'->5' exonuclease
[5 empty] | BP3201-5 | 500 U
4-9 | DNA polymerase I |  | Fisher Scientific | DNA Polymerase I (recomb E coli strain) | BP3200-1 | 500 U | 157 |  | 5-10 U/uL, both 5'->3' and 3'->5' nuclease
4-10 | T4 DNA polymerase | 200 U | Fisher Scientific | Fisher BioReagents T4 DNA Polymerase | BP3202-1 | 100 U |  |  | has 3'->5' exonuclease; flushes 5' overhangs; blunts 3' overhangs; in vitro mutagenesis
[5 empty] | BP3202-5 | 500 U
4-11 | T7 DNA polymerase |  | Fisher Scientific | ThermoScientific Fermentas T7 DNA polymerase | FEREP0081 | 250 U (2.5 ug) | 76 |  | 1000-fold more active 3'->5' exo than Klenow, works in restriction enzyme buffer
4-12 | polynuceotide kinase | 100 U | Fisher Scientific | T4 polynucleotide kinase | BP3212-1 | 100 U | 85 |  | ATP-gamma-P to 5'-end of DNA or RNA, or to (d)NTP with 3'-P
4-13 | T7 RNA polymerase |  | Fisher Scientific | Fisher BioReagents T7 RNA Polymerase | BP3205-1 | 1000 U |  |  | RNA transcripts for hyb probes, in vitro translation, Rnase protection; needs T7 promoter
[5 empty] | BP3205-5 | 5000 U
[5 empty] | BP3205-7 | 10,000 U
4-14 | SP6 RNA polymerase |  | Fisher Scientific | SP6 RNA Polymerase | BP3204-1 | 1000 U | 249
4-15 | proteinase K | 100 mg | Fisher Scientific | Proteinase K | BP1700-50 | 50 mg | 100
[5 empty] | BP1700-100 | 100 mg | 144
[5 empty] | BP1700-500 | 500 mg | 613
|  |  | Fisher Scientific | Promega Proteinase K | PRV3021 | 100 mg | 123
Expression Vectors / Systems / Kits
5-1 | Intein-containing vectors |  | New England Biolabs | IMPACT (Intein Mediated Purification with an Affinity Chitin-binding Tag) kit | E6901S | 1 kit | 269 |  | 25 samples of 25-100 µl human serum processed
CBD tag on either N- (pTYB21) or C- (pTXB1) terminus. In thiol (DTT) presence, self-cleavage of tag occurs
| Small Ubq-related Modifier (SUMO) vectors |  | Life Tech-Invitrogen | Champion pET SUMO Expression System | K300-01 | 20 reaction kit |  |  | N-terminal SUMO (ULP-1)
Champion pET100 Directional TOPO Expression Kit with BL21 Star (DE3) One Shot Chemically Competent E coli
[5 empty] | K100-01 | 20 reaction kit
Polymerase Chain Reaction (PCR) Components (All Needs)
6-1 | Taq polymerase |  | FisherBioReagents | Taq DNA polymerase (5 U/uL) | FB-6000-10 | 100 U in Buffer A | 88
|  | 1 |  |  | FB-6000-15 | 5 x 100 U in Buffer A | 335
[5 empty] | FB-6000-20 | 25 x 100 U in Buffer A | 1920
[5 empty] | FB-6000-25 | 500 U in Buffer A | 330
[5 empty] | FB-6000-30 | 5 x 500 U in Buffer A | 1592
[5 empty] | FB-6000-35 | 2500 U in Buffer A | 1498
[5 empty] | FB-6000-40 | 5 x 2500 U in Buffer A | 7022
[5 empty] | FB-6000-45 | 100 U in Buffer B | 86
|  | 1 |  |  | FB-6000-50 | 5 x 100 U in Buffer B | 367
[5 empty] | FB-6000-55 | 25 x 100 U in Buffer B | 1894
[5 empty] | FB-6000-60 | 500 U in Buffer B | 363
[5 empty] | FB-6000-65 | 5 x 500 U in Buffer B | 1600
[5 empty] | FB-6000-70 | 2500 U in Buffer B | 1513
[5 empty] | FB-6000-75 | 5 x 2500 U in Buffer B | 7074
6-2 | PCR multicomponent kits |  | FisherBioReagents | exACTGene complete kit | FB6100 | 200 rxn kit | 369 |  | 250 U TaqP, 3 control primers+DNA temp
|  |  |  | core reagent set A | FB6210 | 80 rxn kit | 93 |  | TaqP, 10 X BufferA, dNTPs
[5 empty] | FB6225 | 400 rxn kit | 373 |  | TaqP, 10 X BufferA, dNTPs
|  |  |  | core reagent set A | FB6245 | 80 rxn kit | 90 |  | TaqP, 10 X BufferB, dNTPs
[5 empty] | FB6260 | 400 rxn kit | 395 |  | TaqP, 10 X BufferB, dNTPs
|  |  |  | Taq polymerase 5 U/ul | FB6111 | 250 U | 233
|  |  |  | 10 X Buffer A w MgCl2 | BP6112 | 1000 uL | 15
|  |  |  | 10 X Buffer B no MgCl2 | BP6113 | 1000 uL | 16
|  |  |  | 25 mM MgCl2 | BP6114 | 1000 uL | 16
|  |  |  | 10 mM dNTP mix | BP2565-2K | 200 uL | 82
|  |  |  | lambda DNA template 1 ng/ul | BP6115 | 100 uL | 16
|  |  |  | control primer 1 (20 uM) | BP6116 | 100 uL | 14
|  |  |  | control primer 2 (20 uM) | BP6117 | 100 uL | 15
|  |  |  | control primer 3 (20 uM) | BP6118 | 100 uL | 15
6-3 | Reverse transcriptase (1st strand synthesis) |  | FisherBioReagents | M-MLV reverse transcriptase | BP3208-1 | 10,000 U | 86
[5 empty] | BP3208-5 | 50,000 U | 306
Assay Kits
Bacterial Cells
BL21(DE3)
HMS174(DE3)
JM101
B
Bacterial Culture
9-1 | petri dishes/plates |  | Fisher | Fbrand Petri Dishes with Clear Lids, 100 x 15 mm | 08-757-12 | 500/cs
|  |  |  | Fbrand MediaMiser Petri Dishes, 35 x 10 mm | 08-757-11YZ | 500/cs | 213
|  |  |  | Fbrand MediaMiser Petri Dishes, 60 x 15 mm | 08-757-13A | 500/cs | 176
|  |  |  | Fbrand Disp Petri Dishes 47 mm dia | 09-720-500, -502 | 150/pk, 600/pk | $50, $145
|  |  |  | Fbrand Disp Pad Dishes 47 mm dia | 09-720-501, -503 | 150/pk, 600/pk | $64, $193 |  | contain 47 mm sterile adsorbent pads
9-2 | anaerobic jar |  | Oxoid | Anaerobic jar, 3.4 L, 15 plate cap | HP0011 | 1 ea
Bacterial Culture Medium Components
10-1 | Tryptone |  | Fisher Scientific | Fisher BioReagents Tryptone (granulated) | BP9726-500 | 500 g | 126
[5 empty] | BP9726-2 | 2 kg | 397
10-2 | Yeast Extract |  | Fisher Scientific | Fisher BioReagents Tryptone (granulated) | BP9727-500 | 500 g | 82
[5 empty] | BP9727-2 | 2 kg | 291 |  |  | 1 | kg
10-3 | D-glucose (dextrose) |  | Fisher Scientific | Dextrose Anhydrous (Cryst. Gran./Mol. Biol.) | BP350-500 | 500 g,/ea 6/case | $52, $246 |  |  | 60 | dia (mm)
10-4 | glycerol |  | Utech | Glycerol | 1073554 | 500 g | 110 |  |  | 1.5 | % agar
10-5 | agar |  | Fisher | Fisher BioReagents, Agar 80-100 mesh | BP2641-100 | 100 g, 3 / case | $45, $107 |  | 1 kg agar will pour (1) ~ 850 100-mm 1.5% agar plates, (2) | 14.1372 | volume / plate
[5 empty] | BP2641-500 | 500 g, 4 /case | $ 169, $535 |  |  | 4715.702
[5 empty] | BP2641-1 | 1 kg, 6 /casee | $243, $1176
|  |  |  | Fisher BioReagents, Agar granulated | BP1423-500 | 500 g, 6/case | $140, $621
[5 empty] | BP1423-2 | 2 kg | 555
10-6 | Luria-Bertani (LB), powder for broth | [7 empty] | note: LB is 10 g tryptone, 5 g yeast ext, 10 g NaCl
10-7 | NZCYM, powder for broth |  | Fisher Scientific | NZCYM broth | BP2464-500 | 500 g | 88 |  | competitive inhibitor of aminopeptidases
10-8 | Terrific, powder for broth |  | Fisher Scientific | Fisher BioReagents Terrific Broth (modified, granulated) | BP9728-500 | 500 g | 100 |  | reversibly inhibits serine and cysteine proteases
[5 empty] | BP9728-2 | 2 kg | 355
Antibiotics
11-1 | ampicillin | 25 g | Fisher Scientific | ampicillin trihydrate | BP902-25 | 25 g | 92
|  |  |  | ampicillin sodium | BP1760-25 | 25 g | 85
11-2 | kanamycin | 5 g |  | kanamycin sulfate | BP906-5 | 5 g | 63 |  | competitive inhibitor of aminopeptidases
11-3 | rifampicin |  |  | rifampicin, 1 g | BP2679-1 | 1 ea, 9 / cs | $75, $532 |  | reversibly inhibits serine and cysteine proteases
|  |  |  | rifampicin, 5 g | BP2679-5 | 1 ea, 9 / cs | $267, $2016
|  |  |  | rifampicin, 25 g | BP2679-25 | 1 ea, 6/cs | $1476, $7304
11-4 | tetracycline | 100 g |  | tetracycline hydrochloride, 100 g | BP912-100 | 1 ea | 104 |  | irreversible inhibitor of different cysteine proteases
Yeast Culture Medium Components
Insect Cell (Baculovirus System) Culture Medium Components
Mammalian Cell Culture Medium Components